## StockValueRpt
Business Unit | Item ID | Bin Location | Item Description | Qty Onhand | Wt Avg Cost | Extended Cost | DateTime Run | Unit of Measure
C0256 | U050000001 | CRIB1 107 B - - | LAMPHOLDER SLIMLINE FOR 430 MA SERIES 1575 | 14 | 1 | 14 | 23-MAY-2016_06:21.36 | EA
C0256 | U050000002 | CRIB1 107 B - - | LAMPHOLDER SLIMLINE FOR 430 MA SERIES 1576 | 15 | 1 | 15 | 23-MAY-2016_06:21.36 | EA
C0256 | U050000003 | CRIB1 107 B - - | LAMPHOLDER 660 WATTS 600 VOLTS WHITE | 15 | 9 | 135 | 23-MAY-2016_06:21.36 | EA
C0256 | U050000004 | CRIB1 107 B - - | LAMPHOLDER 660 WATTS 600 VOLTS WHITE | 16 | 12 | 192 | 23-MAY-2016_06:21.36 | EA
C0256 | U050000005 | CRIB1 093 B - - | CONNECTORS, WIRE, INSULATED PEDESTAL LUGS WIRE RANGE 4-14 | 2 | 12.92 | 25.84 | 23-MAY-2016_06:21.36 | EA
C0256 | U050000006 | CRIB1 093 B - - | CONNECTOR, WIRE, INSULATED PEDESTAL LUGS WIRE RANGE 4-14 | 16 | 15.15 | 242.4 | 23-MAY-2016_06:21.36 | EA
C0256 | U050000008 | CRIB1 093 B - - | CONNECTOR, WIRE, INSULATED PEDESTAL LUGS WIRE RANGE 4 AWG | 5 | 36.97 | 184.85 | 23-MAY-2016_06:21.36 | EA
C0256 | U050000009 | CRIB1 107 B - - | LAMPHOLDER WHITE 660 WATTS 600 VOLTS | 5 | 2 | 10 | 23-MAY-2016_06:21.36 | EA
C0256 | U050000010 | CRIB1 107 C - - | LAMPHOLDER, WHITE, 660 WATTS 600 VOLTS | 18 | 1 | 18 | 23-MAY-2016_06:21.36 | EA
C0256 | U050000011 | CRIB1 092 D - - | THERMOSTAT, LOWER 240 VAC | 1 | 17.4 | 17.4 | 23-MAY-2016_06:21.36 | EA
C0256 | U050000012 | CRIB1 092 D - - | THERMOSTAT | 3 | 16.07 | 48.22 | 23-MAY-2016_06:21.36 | EA
C0256 | U050000013 | CRIB1 092 D - - | LIMIT DSPT MANUAL RESET | 10 | 12 | 120 | 23-MAY-2016_06:21.36 | EA
C0256 | U050000018 | CRIB1 092 C - - | WIRE #14 HI-TEMP 125 DEGREE RED WHITE BLACK FABRIC COATED RANGE AND APPLIANCE | 50 | 1.03 | 51.7 | 23-MAY-2016_06:21.36 | FT
C0256 | U050000021 | CRIB1 092 C - - | ADAPT-O-FLANGE ADF-1 | 5 | 9 | 45 | 23-MAY-2016_06:21.36 | EA
C0256 | U050000022 | CRIB1 092 C - - | ELEMENT, CHROMALOX 4500W TGS-2453 | 2 | 42 | 84 | 23-MAY-2016_06:21.36 | EA
C0256 | U050000023 | CRIB1 092 C - - | ELEMENT,HEATER-10KW 240V ITEM#: M405256P | 2 | 8.72 | 17.44 | 23-MAY-2016_06:21.36 | EA
C0256 | U050000024 | CRIB1 092 E - - | CLIP WB2X1185 | 2 | 2.25 | 4.5 | 23-MAY-2016_06:21.36 | EA
C0256 | U050000025 | CRIB1 092 D - - | PILOT LIGHT GENERAL ELECTRIC WB2X1608 | 2 | 13.04 | 26.08 | 23-MAY-2016_06:21.36 | EA
C0256 | U050000026 | CRIB1 107 C - - | LAMPHOLDER FOR MEDIUM BI-PIN LAMPS. SILVER-PLATED COPPER ALLOY CONTACTS. QUICKWIRE TERMINALS ACCEPT NO.18AWG TWISTED AND TINNED, SOLDER-DIPPED OR SOLID LEADS. LAMPHOLDERS ARE WHITE, STARTED BASES ARE BLACK | 7 | 5 | 35 | 23-MAY-2016_06:21.36 | EA
C0256 | U050000030 | CRIB1 092 E - - | LIGHT, INDICATOR RED | 1 | 18 | 18 | 23-MAY-2016_06:21.36 | EA
C0256 | U050000031 | CRIB1 092 E - - | LIGHT, INDICATOR | 1 | 6 | 6 | 23-MAY-2016_06:21.36 | EA
C0256 | U050000032 | CRIB1 029 A - - | KLINGERSIL GREEN GASKET MATERIAL 5 FT X 5 FT X 1/32 INCH THICK | 1 | 42.84 | 42.84 | 23-MAY-2016_06:21.36 | EA
C0256 | U050000034 | CRIB1 107 D - - | LAMPHOLDER, SIGN/SCOREBOARD 732 | 69 | 2.48 | 171.12 | 23-MAY-2016_06:21.36 | EA
C0256 | U050000036 | CRIB1 107 D - - | MODULE SWITCHING | 3 | 53 | 159 | 23-MAY-2016_06:21.36 | EA
C0256 | U050000037 | CRIB1 083 C - - | COVER RACEWAY, DUPLEX RECEPTACLE AND DATACOM SERIES 4000, CARBON STEEL, GRAY | 10 | 1 | 10 | 23-MAY-2016_06:21.36 | EA
C0256 | U050000038 | CRIB1 082 B - - | CLIP WIRE PLATED | 90 | 1.75 | 157.5 | 23-MAY-2016_06:21.36 | EA
C0256 | U050000039 | CRIB1 082 B - - | PLUG, PLUGMOLD END-FITTING ENTRANCE #G4010D | 7 | 2 | 14 | 23-MAY-2016_06:21.36 | EA
C0256 | U050000040 | CRIB1 083 D - - | RACEWAY, COVER PLATE FOR DUPLEX RECEPTACLE, SERIES 4000, CARBON STEEL, GRAY | 161 | 1 | 161 | 23-MAY-2016_06:21.36 | EA
C0256 | U050000042 | CRIB1 082 B - - | CLIP DIVIDER | 4 | 2.01 | 8.04 | 23-MAY-2016_06:21.36 | EA
C0256 | U050000043 | CRIB1 083 C - - | WALLPLATE ONE GANG DEVICE PLATE G6007C-1 ONE GANG DEVICE PLATE | 3 | 3 | 9 | 23-MAY-2016_06:21.36 | EA
C0256 | U050000044 | CRIB1 082 B - - | RACEWAY, CONNECTION COVER, SERIES 6000, CARBON STEEL, GRAY | 10 | 1 | 10 | 23-MAY-2016_06:21.36 | EA
C0256 | U050000045 | CRIB1 082 B - - | CLIP, RACEWAY, WIRE PLATED, 1 1/2IN, F/HOLDING CONDUCTORS IN PLACEREF: WIREMOLD G-6000WC PACKED 50 EACH PER CARTON | 31 | 2.2 | 68.2 | 23-MAY-2016_06:21.36 | EA
C0256 | U050000046 | CRIB1 082 B - - | FITTING, RACEWAY, END-FITTING BLANK | 1 | 3 | 3 | 23-MAY-2016_06:21.36 | EA
C0256 | U050000047 | CRIB1 082 C - - | BOX, ELECTRICAL, TYPE SURFACE RACEWAY, GANG 1, SIZE 3-1/16 INCH W X 5-1/16 INCH L X 1-5/16 INCH D, MATERIAL GRAY GALVANIZED STEEL, ADDITIONAL DETAIL WITH DUPLEX RECEPTACLE OUTLET, 1 GANG, 1500, 2600 SERIES, CONDUIT & RACEWAYS, RACEWAYS, SURFACE | 12 | 3 | 36 | 23-MAY-2016_06:21.36 | EA
C0256 | U050000049 | CRIB1 082 C - - | INSERT DIVIDED, FOR 4011 UL VERIFIED 2" MIN BEND RADIUS FOR CATEGORY 5 | 2 | 16 | 32 | 23-MAY-2016_06:21.36 | EA
C0256 | U050000050 | CRIB1 082 C - - | CLIP, RACEWAY DIVIDER | 15 | 0.53 | 7.92 | 23-MAY-2016_06:21.36 | EA
C0256 | U050000051 | CRIB1 082 C - - | BRACKET, DEVICE | 26 | 3.16 | 82.16 | 23-MAY-2016_06:21.36 | EA
C0256 | U050000052 | CRIB1 082 D - - | CONNECTOR, WIRE CONNECTOR, RACEWAY, PRESSURE TYPE | 27 | 1 | 27 | 23-MAY-2016_06:21.36 | EA
C0256 | U050000053 | CRIB1 083 C - - | RACEWAY, DUPLEX RECEPTACLE GROUNDING PLATE, SERIES 3000, CARBON STEEL, GRAY | 10 | 2 | 20 | 23-MAY-2016_06:21.36 | EA
C0256 | U050000054 | CRIB1 082 D - - | CONNECTOR, PANEL, GRAY | 2 | 1 | 2 | 23-MAY-2016_06:21.36 | EA
C0256 | U050000055 | CRIB1 082 D - - | RACEWAY, WALL BOX CONNECTOR, SERIES 3000, CARBON STEEL, GRAY | 8 | 3 | 24 | 23-MAY-2016_06:21.36 | EA
C0256 | U050000056 | CRIB1 082 D - - | FITTING, ENTRANCE, END | 1 | 2.35 | 2.35 | 23-MAY-2016_06:21.36 | EA
C0256 | U050000057 | CRIB1 082 D - - | BLANK, END-FITTING REF: WIREMOLD G-3010B--5 PER PKG. | 10 | 1 | 10 | 23-MAY-2016_06:21.36 | EA
C0256 | U050000058 | CRIB1 082 D - - | ELBOW, RACEWAY, FLAT 90 DEG ELBOW, SERIES 3000, CARBON STEEL, GRAY, 4 INCH | 4 | 1.36 | 5.44 | 23-MAY-2016_06:21.36 | EA
C0256 | U050000059 | CRIB1 082 E - - | END, ELECTRIC, TYPE: RACEWAY ENTRANCE, MATERIAL: GRAY STEEL | 17 | 2 | 34 | 23-MAY-2016_06:21.36 | EA
C0256 | U050000060 | CRIB1 082 E - - | CLIP DIVIDER | 9 | 0.82 | 7.38 | 23-MAY-2016_06:21.36 | EA
C0256 | U050000061 | CRIB1 082 E - - | CONNECTOR, END REDUCING | 4 | 5 | 20 | 23-MAY-2016_06:21.36 | EA
C0256 | U050000062 | CRIB1 082 E - - | COUPLING, ELECTRIC, TYPE: RACEWAY, BASE MOUNT, MATERIAL: PLATED STEEL, ADDITIONAL DETAIL: 4000 SERIES, CONDUIT & RACEWAYS | 32 | 2 | 64 | 23-MAY-2016_06:21.36 | EA
C0256 | U050000063 | CRIB1 083 E - - | RACEWAY, BLANK END, SERIES 4000, CARBON STEEL, GRAY | 1 | 5 | 5 | 23-MAY-2016_06:21.36 | EA
C0256 | U050000064 | CRIB1 082 E - - | RACEWAY, INTERNAL ELBOW, SERIES 4000, CARBON STEEL, GRAY | 1 | 12.7 | 12.7 | 23-MAY-2016_06:21.36 | EA
C0256 | U050000065 | CRIB1 083 C - - | RACEWAY, SINGLE RECEPTACLE AND DATACOM COVER, SERIES 4000, CARBON STEEL, GRAY | 8 | 1 | 8 | 23-MAY-2016_06:21.36 | EA
C0256 | U050000066 | CRIB1 084 B - - | CONNECTOR RACEWAY, BOX MALE 3/4 INCH, SERIES 500, MATERIAL CARBON STEEL, GALVANIZED | 33 | 2.31 | 76.11 | 23-MAY-2016_06:21.36 | EA
C0256 | U050000068 | CRIB1 084 B - - | ADAPTER, RACEWAY, FLUSH PLATE, 4-1/2 INCH X 4-1/2 INCH | 4 | 2 | 8 | 23-MAY-2016_06:21.36 | EA
C0256 | U050000070 | CRIB1 082 F - - | FITTING, ENTRANCE, END | 4 | 4 | 16 | 23-MAY-2016_06:21.36 | EA
C0256 | U050000071 | CRIB1 082 F - - | CONNECTOR, RACEWAY, TEE | 3 | 2 | 6 | 23-MAY-2016_06:21.36 | EA
C0256 | U050000072 | CRIB1 082 F - - | STRIP OUTLET ACCESSORIES - RACEWAY & TYPE: INTERNAL CORNER FOR USE WITH: WIREMOLD™ - METALLIC PLUGMOLD STRIPS MATERIAL: STEEL | 4 | 4 | 16 | 23-MAY-2016_06:21.36 | EA
C0256 | U050000073 | CRIB1 082 F - - | CONNECTORS, RACEWAY END | 38 | 0.6 | 22.8 | 23-MAY-2016_06:21.36 | EA
C0256 | U050000075 | CRIB1 084 B - - | COUPLING, FITTING, RACEWAY, WIREMOLD, RACEWAY COVER EXTERNAL G3018AE 1-3/8" X 1-3/4" COVER 4" WIREMOLD G-3018AE | 6 | 11 | 66 | 23-MAY-2016_06:21.36 | EA
C0256 | U050000076 | CRIB1 084 B - - | RECEPTACLE, GROUNDING, 15 AMP, 125 VOLT | 4 | 1 | 4 | 23-MAY-2016_06:21.36 | EA
C0256 | U050000077 | CRIB1 084 E - - | RECEPTACLE, GROUNDING, 15 AMPS, 250 VOLTS | 8 | 5 | 40 | 23-MAY-2016_06:21.36 | EA
C0256 | U050000078 | CRIB1 084 E - - | RECEPTACLE, GROUNDING, 15 AMP, 125 VOLT | 9 | 1 | 9 | 23-MAY-2016_06:21.36 | EA
C0256 | U050000079 | CRIB1 084 E - - | COUPLING, INTERNAL CORNER, 2 3/4" WIREMOLD NO. G-3017TCE | 24 | 4 | 96 | 23-MAY-2016_06:21.36 | EA
C0256 | U050000080 | CRIB1 084 D - - | BOX, RACEWAY, UTILITY | 5 | 17.67 | 88.35 | 23-MAY-2016_06:21.36 | EA
C0256 | U050000082 | CRIB1 084 C - - | BOX, RACEWAY ADAPTERS, FLUSH TYPE EXTENSION, DIMENSIONS: 4-5/8 INCH L X 2-7/8 INCH W X 15/16 INCH H, MATERIAL: CARBON STEEL, COLOR: IVORY RACEWAY, (1) GANG, SERIES V200/500/700 | 1 | 4.76 | 4.76 | 23-MAY-2016_06:21.36 | EA
C0256 | U050000084 | CRIB1 084 C - - | ADAPTER, RACEWAY, FLUSH TYPE EXTENSION, DIMENSIONS: 4-3/4 INCH L X 4-3/4 INCH W X 15/16 INCH H, MATERIAL: CARBON STEEL, COLOR: IVORY RACEWAY, (2) GANG, SERIES V200/500/700 | 5 | 10.19 | 50.95 | 23-MAY-2016_06:21.36 | EA
C0256 | U050000086 | CRIB1 084 C - - | EXTENSION, BOX, BLANK | 3 | 5 | 15 | 23-MAY-2016_06:21.36 | EA
C0256 | U050000089 | CRIB1 084 F - - | RACEWAY, FLAT ELBOW 45 DEG, SERIES V700, CARBON STEEL, IVORY | 39 | 4.58 | 178.78 | 23-MAY-2016_06:21.36 | EA
C0256 | U050000091 | CRIB1 084 F - - | ELBOW, FOR TYPE/MODEL: V200/500/700 RACEWAY, INTERNAL TWISTED ELBOW LEFT HAND, STEEL, IVORY | 3 | 2.9 | 8.7 | 23-MAY-2016_06:21.36 | EA
C0256 | U050000092 | CRIB1 084 G - - | ELBOW, CONDUIT, CONNECTOR, INTERNAL, TWISTED, RIGHT HAND, 90 DEG, 2-1/2 INCH | 3 | 2.93 | 8.79 | 23-MAY-2016_06:21.36 | EA
C0256 | U050000093 | CRIB1 083 E - - | COUPLING, RACEWAY, SERIES 500, CARBON STEEL, GALVANIZED | 10 | 0.33 | 3.3 | 23-MAY-2016_06:21.36 | EA
C0256 | U050000094 | CRIB1 084 G - - | STRAP, 5/8IN X 1 7/8IN, 2-HOLE IVORY FINISH PACKING: 100 PER BOX FOR USE WITH 700 RACEWAY FITTINGS | 72 | 0.27 | 19.44 | 23-MAY-2016_06:21.36 | EA
C0256 | U050000095 | CRIB1 084 G - - | CONNECTOR, ADJUSTABLE OFFSET SURFACE RACEWAY PANEL BOX, SIZE: 2-1/4 INCH X 1-5/8 INCH X 3-1/2 INCH, COLOR: IVORY, MATERIAL: CARBON STEEL, V200, 500, 700 SERIES | 2 | 5.92 | 11.84 | 23-MAY-2016_06:21.36 | EA
C0256 | U050000097 | CRIB1 102 B - - | WIRENUT 3M B/G + BOX 054007-43150 | 6 | 13.7 | 82.2 | 23-MAY-2016_06:21.36 | BOX
C0256 | U050000100 | CRIB1 091 C - - | COVER 1/2" STAMPED ALUMINUM | 3 | 0.88 | 2.64 | 23-MAY-2016_06:21.36 | EA
C0256 | U050000101 | CRIB1 091 C - - | GASKET SOLID NEOPRENE 1/2" | 10 | 2.22 | 22.2 | 23-MAY-2016_06:21.36 | EA
C0256 | U050000102 | CRIB1 091 D - - | BODY ALUMINUM UNILET CONDUIT LR29 3/4" | 2 | 12.92 | 25.84 | 23-MAY-2016_06:21.36 | EA
C0256 | U050000103 | CRIB1 093 B - - | CONNECTOR, WIRE ISR 250 WIRE RANGE 250MCM-6AWG | 2 | 18.95 | 37.9 | 23-MAY-2016_06:21.36 | EA
C0256 | U050000104 | CRIB1 093 C - - | CONNECTOR, WIRE, ISR 350 WIRE RANGE 350MCM-6AWG | 11 | 18.92 | 208.12 | 23-MAY-2016_06:21.36 | EA
C0256 | U050000107 | CRIB1 093 C - - | LUG, LK-1 3/8" 9AWG ALUMINUM | 11 | 28.5 | 313.5 | 23-MAY-2016_06:21.36 | EA
C0256 | U050000109 | CRIB1 093 D - - | LUG L-35 COPPER | 10 | 1.14 | 11.43 | 23-MAY-2016_06:21.36 | EA
C0256 | U050000111 | CRIB1 093 D - - | LUG SP BOLT CONNECTION | 4 | 2.15 | 8.59 | 23-MAY-2016_06:21.36 | EA
C0256 | U050000112 | CRIB1 093 D - - | LUG SP BOLT CONNECTION | 1 | 2.15 | 2.15 | 23-MAY-2016_06:21.36 | EA
C0256 | U050000113 | CRIB1 093 D - - | LUG SP BOLT CONNECTION | 2 | 1.95 | 3.89 | 23-MAY-2016_06:21.36 | EA
C0256 | U050000116 | CRIB1 093 E - - | LUG, LONG BARREL, COPPER COMPRESSION L350N COLOR CODE RED | 9 | 12.72 | 114.48 | 23-MAY-2016_06:21.36 | EA
C0256 | U050000119 | CRIB1 093 E - - | LUG SP BOLT CONNECTION | 2 | 5.21 | 10.43 | 23-MAY-2016_06:21.36 | EA
C0256 | U050000120 | CRIB1 093 F - - | LUG SP BOLT CONNECTION | 2 | 28.35 | 56.69 | 23-MAY-2016_06:21.36 | EA
C0256 | U050000121 | CRIB1 093 F - - | LUG SP BOLT CONNECTION | 5 | 37.08 | 185.38 | 23-MAY-2016_06:21.36 | EA
C0256 | U050000122 | CRIB1 093 F - - | KIT LUG ALUMINUM DA-SK2 | 6 | 115.41 | 692.46 | 23-MAY-2016_06:21.36 | EA
C0256 | U050000123 | CRIB1 093 G - - | CLAMP, GROUND, ALUMINUM, 1/2 INCH - 2 INCH, WATER PIPE, WIRE RANGE: # 6 AWG - # 250 AWG | 13 | 6.02 | 78.26 | 23-MAY-2016_06:21.36 | EA
C0256 | U050000124 | CRIB1 093 G - - | CLAMP, GROUND, ALUMINUM, 1/2 INCH - 1 INCH, WIRE RANGE: # 14 MCM - # 1/0 AWG | 7 | 6.29 | 44.03 | 23-MAY-2016_06:21.36 | EA
C0256 | U050000125 | CRIB1 093 G - - | CLAMP, GROUND, ALUMINUM, 2-1/2 INCH - 4 INCH, WIRE RANGE: # 6 AWG - # 250 AWG | 3 | 6.64 | 19.92 | 23-MAY-2016_06:21.36 | EA
C0256 | U050000127 | CRIB1 082 F - - | COVER1 3/8" X 1 3/4" 4" LEGS ELECTRICAL RACEWAY ELBOWS & CORNERS, FITTINGS F/3000 TWO PIECE CARBON STEEL SURFACE RACEWAY, IVORY & GRAY FINISH, EXTERNAL CORNER COUPLING | 3 | 13.26 | 39.78 | 23-MAY-2016_06:21.36 | EA
C0256 | U050000128 | CRIB1 084 D - - | BOX ELECTRICAL CONDUIT SIZE 1/2 INCH, 6-3/8 INCH W X 6-3/8 INCH H X 2-3/4 INCH D, IVORY, FITTINGS, EXTRA DEEP SWITCH & RECEPTACLE BOX, KNOCKOUTS 1/2 INCH, F/3000 TWO PIECE CARBON STEEL SURFACE RACEWAY | 8 | 18.97 | 151.74 | 23-MAY-2016_06:21.36 | EA
C0256 | U050000130 | CRIB1 099 C - - | COUPLING 1/2" PVC, CONDUIT SLIP | 2 | 0.12 | 0.25 | 23-MAY-2016_06:21.36 | EA
C0256 | U050000131 | CRIB1 099 C - - | ADAPTER 1/2" PVC CONDUIT TERMINAL | 11 | 0.19 | 2.09 | 23-MAY-2016_06:21.36 | EA
C0256 | U050000132 | CRIB1 099 C - - | ADAPTER 1/2" PVC CONDUIT FEMALE | 27 | 0.26 | 7.02 | 23-MAY-2016_06:21.36 | EA
C0256 | U050000133 | CRIB1 099 C - - | ELBOW 1/2" PVC CONDUIT 90 DEGREE | 6 | 0.44 | 2.66 | 23-MAY-2016_06:21.36 | EA
C0256 | U050000134 | CRIB1 099 E - - | ELBOW 3/4" PVC CONDUIT 90 DEGREE | 32 | 0.3 | 9.6 | 23-MAY-2016_06:21.36 | EA
C0256 | U050000135 | CRIB1 099 C - - | ADAPTER 3/4" PVC CONDUIT TERMINAL | 6 | 0.27 | 1.62 | 23-MAY-2016_06:21.36 | EA
C0256 | U050000136 | CRIB1 107 G - - | GUARD, ONE PIECED DIE CAST ALUMINUM. SET SCREW LOCKS GUARD IN PLACE SILVER GRAY | 3 | 9.43 | 28.29 | 23-MAY-2016_06:21.36 | EA
C0256 | U050000140 | CRIB1 107 E - - | LAMPHOLDER, 660 WATTS, 1000 VOLTS WHITE | 5 | 3 | 15 | 23-MAY-2016_06:21.36 | EA
C0256 | U050000143 | CRIB1 085 B - - | BREAKER CIRCUT MOLDED CASE SERIES C INDUSTRIAL DEPTH: 2-13/16 AMPERAGE INTERRUPT RATING: 65KA@240VAC TYPE: BOLTON | 4 | 72 | 288 | 23-MAY-2016_06:21.36 | EA
C0256 | U050000144 | CRIB1 085 B - - | BREAKER CIRCUT MOLDED CASE SERIES C INDUSTRIAL DEPTH: 2-13/16 AMPERAGE INTERRUPT RATING: 65KA@240VAC TYPE: BOLTON | 1 | 177.84 | 177.84 | 23-MAY-2016_06:21.36 | EA
C0256 | U050000150 | CRIB1 111 D - - | LAMP EXZ 50W GU5.3 MR16 24D 1CT 50MR16/NFL24 | 6 | 2.5 | 15 | 23-MAY-2016_06:21.36 | EA
C0256 | U050000152 | CRIB1 085 C - - | BREAKER, P130, MOLDED CASE | 4 | 11 | 44 | 23-MAY-2016_06:21.36 | EA
C0256 | U050000153 | CRIB1 085 C - - | BREAKER P120 PUSHMATIC 20 AMP | 2 | 26.5 | 53 | 23-MAY-2016_06:21.36 | EA
C0256 | U050000158 | CRIB1 086 G - - | SWITCH D-10 3 WAY 20 AMP 120/277 WHITE | 2 | 2.23 | 4.46 | 23-MAY-2016_06:21.36 | EA
C0256 | U050000159 | CRIB1 086 G - - | SWITCH D-10 3 WAY 20 AMP 120/277 IVORY | 6 | 2.23 | 13.38 | 23-MAY-2016_06:21.36 | EA
C0256 | U050000171 | CRIB1 100 B - - | STRAP 3/4" RIGID UNISTRUT | 15 | 0.52 | 7.85 | 23-MAY-2016_06:21.36 | EA
C0256 | U050000172 | CRIB1 100 F - - | STRAP 1/2" EMT UNISTRUT | 162 | 0.57 | 92.34 | 23-MAY-2016_06:21.36 | EA
C0256 | U050000173 | CRIB1 100 B - - | STRAP 1/2" RIGID UNISTRUT | 66 | 0.5 | 33.03 | 23-MAY-2016_06:21.36 | EA
C0256 | U050000182 | CRIB1 089 F - - | GRIP DUSTTIGHT STRAIN RELIEF GRIPS - TC SERIES NPT THREAD SIZE (INCHES) 3/4 CABLE RANGE INCHES (CM) .54-.73 (1.37-1.85) MESH LENGTH INCHES (CM) 6 1/2 (16.51) | 1 | 16.54 | 16.54 | 23-MAY-2016_06:21.36 | EA
C0256 | U050000189 | CRIB1 087 D - - | WALLPLATE STAINLESS STEEL TYPE 304 TOGGLE SWITCH STANDARD SIZE 2 GANG | 53 | 1.95 | 103.35 | 23-MAY-2016_06:21.36 | EA
C0256 | U050000190 | CRIB1 089 B - - | LOCKNUT GROUNDING 1/2 INCH, MALLEABLE CONDUIT EMT | 80 | 0.71 | 56.8 | 23-MAY-2016_06:21.36 | EA
C0256 | U050000191 | CRIB1 089 D - - | LOCKNUT GROUNDING 3/4 INCH, MALLEABLE CONDUIT EMT | 2 | 0.97 | 1.94 | 23-MAY-2016_06:21.36 | EA
C0256 | U050000192 | CRIB1 087 C - - | WALLPLATE STAINLESS STEEL TYPE 304 1 GANG WITH 1.60" (40.64MM) HOLE FOR SINGLE LOCKING (20/30A LOCKING RECEPTACLE) | 70 | 2 | 140 | 23-MAY-2016_06:21.36 | EA
C0256 | U050000193 | CRIB1 087 C - - | WALLPLATE STAINLESS STEEL TYPE 304 1 GANG SINGLE WITH 1.40" (35.56MM) HOLE | 36 | 1.1 | 39.61 | 23-MAY-2016_06:21.36 | EA
C0256 | U050000198 | CRIB1 087 F - - | COVER WEATHERPROOF SINGLE OUTLET | 4 | 4.34 | 17.38 | 23-MAY-2016_06:21.36 | EA
C0256 | U050000205 | CRIB1 088 C - - | BOX, ELECTRICAL, SWITCH, 1-GANG, 2 INCH W X 3 INCH H X 3-1/2 INCH D, CARBON STEEL | 6 | 4.52 | 27.12 | 23-MAY-2016_06:21.36 | EA
C0256 | U050000206 | CRIB1 102 F - - | BATTERY, 6V 4AH LD CALCIUM | 8 | 61.41 | 491.28 | 23-MAY-2016_06:21.36 | EA
C0256 | U050000209 | CRIB1 089 F - - | NIPPLE, CHASE, 3/4 INCH, DIE CAST. | 60 | 0.54 | 32.4 | 23-MAY-2016_06:21.36 | EA
C0256 | U050000211 | CRIB1 091 C - - | BODY ALUMINUM UNILET CONDUIT T-19 1/2" | 6 | 9.09 | 54.56 | 23-MAY-2016_06:21.36 | EA
C0256 | U050000212 | CRIB1 091 C - - | COVER 3/4" STAMPED ALUMINUM | 4 | 3.07 | 12.28 | 23-MAY-2016_06:21.36 | EA
C0256 | U050000217 | CRIB1 089 F - - | INSULATED GROUNDING BUSHING, 150 DEG C, 3/4 INCH, 1-3/16 INCH DIA X 7/16 INCH H, 1-3/16 INCH TURNING RADIUS WITH LUG, WIRE: 14 GAUGE, 4 STRAND, MALLEABLE IRON, ZINC ELECTROPLATED, F/THREADED RIGID METAL CONDUIT & IMC | 46 | 1 | 46 | 23-MAY-2016_06:21.36 | EA
C0256 | U050000219 | CRIB1 099 F - - | BUSHING-INSULATING, THREADED, 3/4 INCH, PLASTIC, FOR RIGID & IMC. | 133 | 0.08 | 10.64 | 23-MAY-2016_06:21.36 | EA
C0256 | U050000220 | CRIB1 089 E - - | CONNECTOR STRAIGHT ARMORED CABLE AND FLEXABLE METAL CONDUIT 3/8" | 24 | 0.77 | 18.48 | 23-MAY-2016_06:21.36 | EA
C0256 | U050000225 | CRIB1 105 D - - | HIGH PRESSURE SODIUM BALLAST FOR (1) 70 W S-62 LAMP 120/208/240/277 VAC 60 HZ | 2 | 78.43 | 156.85 | 23-MAY-2016_06:21.36 | EA
C0256 | U050000229 | CRIB1 089 F - - | CONNECTOR LIQUIDTIGHT FOR LIQUIDTIGHT FLEXIBLE METAL CONDUIT INSULATED 3/4" 90 DEGREE | 7 | 10.15 | 71.05 | 23-MAY-2016_06:21.36 | EA
C0256 | U050000230 | CRIB1 086 F - - | RECEPTACLE, DUPLEX 20A 3WIRE ORANGE | 4 | 13.07 | 52.28 | 23-MAY-2016_06:21.36 | EA
C0256 | U050000231 | CRIB1 086 F - - | RECEPTACLE,NO MODIFIER:RECEPTACLE 30 AMP, 250 VOLT, NEMA L6-30R, 2P, 3W, LOCKING INDUSTRIAL GRADE, GROUNDING NEMA L6-30 | 12 | 15.25 | 183 | 23-MAY-2016_06:21.36 | EA
C0256 | U050000232 | CRIB1 086 F - - | RECEPTACLE 20 AMP, 250 VOLT 3-PHASE, NEMA L15-20R, 3P, 4W, LOCKING CONNECTOR,INDUSTRIAL GRADE, GROUNDING, ALL BLACK - BLACK | 1 | 13.58 | 13.58 | 23-MAY-2016_06:21.36 | EA
C0256 | U050000233 | CRIB1 086 F - - | RECEPTACLE 20 AMP, 125/250 VOLT, NEMA L14-20R, 3P, 4W, LOCKING CONNECTOR,INDUSTRIAL GRADE, GROUNDING, - BLACK-WHITE | 7 | 8.87 | 62.09 | 23-MAY-2016_06:21.36 | EA
C0256 | U050000234 | CRIB1 085 D - - | PLUG H/L 2P 3W 20A 125 VOLT BLACK AND WHITE CORD DIA. .375-1.000 NEMA L5-20 | 7 | 5.48 | 38.36 | 23-MAY-2016_06:21.36 | EA
C0256 | U050000235 | CRIB1 086 C - - | RECEPTACLE SURFACE DRYER AND POWER 30 AMP-125/250 VOLT BLACK | 5 | 4.47 | 22.36 | 23-MAY-2016_06:21.36 | EA
C0256 | U050000236 | CRIB1 085 E - - | PLUG ANGLE INSULGRIP STRAIGHT BLADE 2 POLE 3 WIRE GROUNDING 30 AMP 125 VOLT NEMA 5-30P | 1 | 10 | 10 | 23-MAY-2016_06:21.36 | EA
C0256 | U050000237 | CRIB1 085 D - - | PLUG H/L 2P3W 30 AMP 250 VOLT BLACK AND WHITE CORD DIA. .375-1.000 NEMA L6-30P | 8 | 12.32 | 98.56 | 23-MAY-2016_06:21.36 | EA
C0256 | U050000238 | CRIB1 089 B - - | GRIP STRAIN RELIEF TC 143 CORD DIA. .43-.54 NPT TH D 1/2" | 7 | 3.77 | 26.39 | 23-MAY-2016_06:21.36 | EA
C0256 | U050000251 | CRIB1 101 D - - | CLAMP BEAM UNIVERSAL FOR 1/8" - 1/4" THICK FLANGE WITH 1/4" - 20 X 3/8" STUD | 227 | 0.54 | 122.58 | 23-MAY-2016_06:21.36 | EA
C0256 | U050000253 | CRIB1 101 D - - | CLIP CABLE SUPPORT HOOKUP TO 80 4-PAIR UTP OR 2-STRAND FIBER OPTIC CABLE OR 2 INCH INNERDUCT. | 16 | 2.33 | 37.31 | 23-MAY-2016_06:21.36 | EA
C0256 | U050000254 | CRIB1 101 C - - | WALLPLATE LOW VOLTAGE PLASTIC MOUNTING MULTI GANG | 16 | 6.66 | 106.5 | 23-MAY-2016_06:21.36 | EA
C0256 | U050000255 | CRIB1 101 E - - | SUPPORT FLOOR MOUNTED BOX | 40 | 3.35 | 134 | 23-MAY-2016_06:21.36 | EA
C0256 | U050000257 | CRIB1 101 F - - | HANGER COMBO BOX/CONDUIT FROM DROP WIRE/ROD AND BEAM | 29 | 3 | 87 | 23-MAY-2016_06:21.36 | EA
C0256 | U050000258 | CRIB1 902 A - - | SPRAY CRC SMOKE TEST 2.5 OZ. CAN | 12 | 9.8 | 117.6 | 23-MAY-2016_06:21.36 | CN
C0256 | U050000259 | CRIB1 101 B - - | ALARM SMOKE FIREX 120 VOLT AC DIRECT WIRE WITH BATTERY BACK-UP | 12 | 9.73 | 116.76 | 23-MAY-2016_06:21.36 | EA
C0256 | U050000262 | CRIB1 085 C - - | WESTINGHOUSE FILLER BLANK COVER PLATE | 53 | 3.5 | 185.5 | 23-MAY-2016_06:21.36 | EA
C0256 | U050000269 | CRIB1 107 F - - | FLUORSCENT LAMPHOLDER MEDIUM BI PIN SLIDE OR SCREW MOUNT | 290 | 0.56 | 162.4 | 23-MAY-2016_06:21.36 | EA
C0256 | U050000271 | CRIB1 106 B - - | BALLAST,NO MODIFIER:BALLAST FOR 4,6,8 WATT LAMPS 120V | 3 | 12.27 | 36.81 | 23-MAY-2016_06:21.36 | EA
C0256 | U050000272 | CRIB1 099 B - - | LIGHT,NO MODIFIER:5MM 8 INCH RED BALL LED TRAFFIC LIGHT NCDOT # DIASHVRLEDB8-2 | 5 | 62.25 | 311.25 | 23-MAY-2016_06:21.36 | EA
C0256 | U050000273 | CRIB1 099 B - - | LIGHT,NO MODIFIER:5MM 8 INCH YELLOW BALL LED TRAFFIC LIGHT NCDOT # DIASHVYLEDB8 | 4 | 111.5 | 446 | 23-MAY-2016_06:21.36 | EA
C0256 | U050000274 | CRIB1 099 B - - | LIGHT,NO MODIFIER:5MM 8 INCH GREEN BALL LED TRAFFIC LIGHT CLEAR LENS NCDOT # DIASHVGLEDB8-1 | 2 | 99.21 | 198.42 | 23-MAY-2016_06:21.36 | EA
C0256 | U050000283 | CRIB1 089 F - - | 3/4 INCH STRAIN RELIEF CONNECTOR | 1 | 2.5 | 2.5 | 23-MAY-2016_06:21.36 | EA
C0256 | U050000284 | CRIB1 099 F - - | COUPLING 3/4" PVC RIGID | 4 | 0.1 | 0.41 | 23-MAY-2016_06:21.36 | EA
C0256 | U050000286 | CRIB1 087 E - - | 2 GANG TOGGLE AND DUPLEX RECEPTACLE | 19 | 2.18 | 41.42 | 23-MAY-2016_06:21.36 | EA
C0256 | U050000297 | CRIB1 513 C - - | LAMP FLUORESCENT TYPE: T8 RAPID START FLUORESCENT LAMP 1 INCH DIAMETER, COLOR CODE TL841, WATTAGE: 86 LENGTH: 96 INCH F96T8/TL841/HO/PLUS/ALTO ORDER IN CASE QUANTITY 24 IN A CASE | 48 | 9.46 | 454.08 | 23-MAY-2016_06:21.36 | EA
C0256 | U050000299 | CRIB1 081 E - - | SPECK-ON LARGE DIAMETER RING TERMINAL, NON INSULATED, 16 -14 AWG, STUD 3/8 INCH, COLOR N/A4 | 1000 | 0.12 | 123.6 | 23-MAY-2016_06:21.36 | EA
C0256 | U050000300 | CRIB1 081 E - - | VINYL INSULATED SPADE TERMINAL, WIRE RANGE 16-14, STD SIZE 10, 25 PER BOX | 3 | 32.35 | 97.05 | 23-MAY-2016_06:21.36 | BOX
C0256 | U050000301 | CRIB1 081 G - - | CONNECTOR, SPLICE, 13/64 INCH W X 3/8 INCH L, 18 - 10 AWG, CRIMP ON, NON INSULATED, 100 PER BOX | 1 | 6 | 6 | 23-MAY-2016_06:21.36 | BOX
C0256 | U050000302 | CRIB1 081 E - - | VINYL INSULATED RING TERMINAL, WIRE SIZE 16-14, STUD 3/8 INCH 100 PER BOX | 8 | 0.17 | 1.4 | 23-MAY-2016_06:21.36 | BOX
C0256 | U050000303 | CRIB1 081 E - - | TERMINAL,NO MODIFIER:VINYL INSULATED RING TERMINAL, WIRE SIZE 12-10, STUD 5/16 INCH 100 PER BOX | 2 | 98.6 | 197.2 | 23-MAY-2016_06:21.36 | BOX
C0256 | U050000304 | CRIB1 081 G - - | NON-INSULATED FEMAL FLAG TERMINAL, 3/16 INCH TAB, 18-22 WIRE | 3 | 20.81 | 62.42 | 23-MAY-2016_06:21.36 | BOX
C0256 | U050000305 | CRIB1 081 E - - | TERMINAL,NO MODIFIER::NON-INSULATED RING TERMINAL, WIRE SIZE 12-10, STUD 3/16 INCH ( # 10) 250 PER BOX | 8 | 20.56 | 164.48 | 23-MAY-2016_06:21.36 | BOX
C0256 | U050000307 | CRIB1 081 E - - | TERMINAL,NO MODIFIER::VINYL INSULATED RING TERMINAL, WIRE SIZE 12-10, STUD SIZE 1/4 INCH, 25 PER BOX | 6 | 48.33 | 289.98 | 23-MAY-2016_06:21.36 | BOX
C0256 | U050000308 | CRIB1 081 G - - | VINYL INSULATED DISCONNECT TERMINAL, TYPE MALE DISCONNECT, WIRE SIZE 16-14, TAB SIZE: 0.187 INCH, 100 PER BOX | 1 | 42.12 | 42.12 | 23-MAY-2016_06:21.36 | BOX
C0256 | U050000316 | CRIB1 077 C - - | ABRASIVE SANDPAPER 9" X 11" 400 GRIT PREMIUM ALUMINUM OXIDE 3X, 20 SHEETS PER JOB PACK | 2 | 61 | 122 | 23-MAY-2016_06:21.36 | PAK
C0256 | U050000318 | CRIB1 058 B - - | TOILET PARTITION STAINLESS STEEL KEEPER, 1-7/8 INCH BETWEEN CENTERS | 3 | 6 | 18 | 23-MAY-2016_06:21.36 | EA
C0256 | U050000319 | CRIB1 058 B - - | TOILET PARTITION STAINLESS STEEL STOP, 1-7/8 INCH BETWEEN CENTERS | 3 | 6 | 18 | 23-MAY-2016_06:21.36 | EA
C0256 | U050000321 | CRIB1 058 B - - | COAT HOOK AND DOOR BUMPER CHROME PLATED | 8 | 2.61 | 20.88 | 23-MAY-2016_06:21.36 | EA
C0256 | U050000323 | CRIB1 019A - - - | RED-LINE GAGE GLASS, MODELINE HEAVY-DUTY 601 RED, UP TO 600 PSI, OUTSIDE DIAMETER 3/4 INCH X 48 INCH | 1 | 56.1 | 56.1 | 23-MAY-2016_06:21.36 | EA
C0256 | U050000332 | CRIB1 007 B - - | SWIVEL KIT | 5 | 4 | 20 | 23-MAY-2016_06:21.36 | EA
C0256 | U050000333 | CRIB1 007 B - - | OILER CABLE | 8 | 7 | 56 | 23-MAY-2016_06:21.36 | EA
C0256 | U050000335 | CRIB1 077 B - - | PENCIL SHARPENER HANDLE FOR KS & SF | 12 | 2.69 | 32.28 | 23-MAY-2016_06:21.36 | EA
C0256 | U050000336 | CRIB1 080 B - - | FUSE, FUSETRON?, FRN-R, DUAL ELEMENT TIME DELAY, CURRENT LIMITING, CLASS: RK5, CURRENT RATING: 10 AMP, DIAMETER: 9/16 INCH, LENGTH: 2 INCH, TYPE: FERRULE, 250 VOLT AC, 125 VOLT DC, INTERRUPTING RATING @ 250 VOLT AC: 200000 AMP, INTERRUPTING RATING @ 125 | 22 | 1.8 | 39.6 | 23-MAY-2016_06:21.36 | EA
C0256 | U050000338 | CRIB1 080 B - - | FUSE, TIME DELAY, DUAL ELEMENT, FUSETRON, CLASS RK5, 250 VOLT AC, 35 AMP | 8 | 3.95 | 31.6 | 23-MAY-2016_06:21.36 | EA
C0256 | U050000339 | CRIB1 080 B - - | FUSE 45 AMP 250 VOLT DUAL ELEMENT TIME DELAY CURRENT LIMITING CLASS RK5 | 5 | 3.77 | 18.85 | 23-MAY-2016_06:21.36 | EA
C0256 | U050000340 | CRIB1 080 B - - | FUSE 60 AMP 250 VOLT DUAL ELEMENT TIME DELAY CURRENT LIMITING CLASS RK5 | 14 | 3.18 | 44.52 | 23-MAY-2016_06:21.36 | EA
C0256 | U050000341 | CRIB1 080 B - - | FUSE 70 AMP 250 VOLT DUAL ELEMENT TIME DELAY CURRENT LIMITING CLASS RK5 | 6 | 5 | 30 | 23-MAY-2016_06:21.36 | EA
C0256 | U050000342 | CRIB1 080 C - - | FUSE 100 AMP 250 VOLT DUAL ELEMENT TIME DELAY CURRENT LIMITING CLASS RK5 | 3 | 5 | 15 | 23-MAY-2016_06:21.36 | EA
C0256 | U050000343 | CRIB1 080 C - - | FUSE 150 AMP 250 VOLT DUAL ELEMENT TIME DELAY CURRENT LIMITING CLASS RK5 | 1 | 14 | 14 | 23-MAY-2016_06:21.36 | EA
C0256 | U050000346 | CRIB1 079 B - - | FUSE,:25AA,600VV,DUAL ELEMENT TIME DELAY,CLASS RK5,FUSETRON: MFCTR: MPART: FRS R 25 | 1 | 4.75 | 4.75 | 23-MAY-2016_06:21.36 | EA
C0256 | U050000347 | CRIB1 079 B - - | FUSE,:40AA,600VV,DUAL ELEMENT TIME DELAY,CLASS RK5,FUSETRON | 5 | 7.86 | 39.3 | 23-MAY-2016_06:21.36 | EA
C0256 | U050000348 | CRIB1 079 B - - | FUSE, ELECTRICAL, FUSES, CART DUAL ELEMENT 60A 600V CLASS RK-5 INTERRUPT RATE 200,000 AMPS CURRENT LIMITING TIME DELAY 10 SECONDS REF: BUSSMAN FRS-R 60A | 9 | 4.81 | 43.29 | 23-MAY-2016_06:21.36 | EA
C0256 | U050000370 | CRIB1 104 C - - | BALLAST CFQ26W/G24D OR CFS28W/GR8 LAMP 277 VOLT 60 HZ 10 AMP (FRETWELL) | 12 | 26.79 | 321.5 | 23-MAY-2016_06:21.36 | EA
C0256 | U050000371 | CRIB1 106 B - - | BALLAST 120 VOLT 60HZ .375A RAPID START TYPE 1 OUTDOOR CLASS P TYPE HL STATE CONTRACTED ITEM 285A | 23 | 11.26 | 258.98 | 23-MAY-2016_06:21.36 | EA
C0256 | U050000377 | CRIB1 106 C - - | BALLAST R-1P840-TP MAGNETIC RAPID START 120 VOLT 60HZ F40T8 | 2 | 36.86 | 73.72 | 23-MAY-2016_06:21.36 | EA
C0256 | U050000380 | CRIB1 106 E - - | BALLAST REL-2P32-SC ELECTRONIC INSTANT START 120 VOLT 60 HZ TWO F32T8 | 18 | 11.76 | 211.68 | 23-MAY-2016_06:21.36 | EA
C0256 | U050000381 | CRIB1 104 F - - | BALLAST FDB-CF26-277-2-B ELECTRONIC DIMMING 277 VOLT 50/60 HZ TWO 26 WATT 4 PIN LAMPS F26DBX | 5 | 112 | 560 | 23-MAY-2016_06:21.36 | EA
C0256 | U050000383 | CRIB1 105 C - - | BALLAST 72C5181 METAL HALIDE 120/277 VOLT FOR ONE 50 WATT M110 | 2 | 80.89 | 161.78 | 23-MAY-2016_06:21.36 | EA
C0256 | U050000384 | CRIB1 105 D - - | BALLAST 71A7801-001D HIGH PRESSURE SODIUM 50 WATT 120/277 VOLT 60HZ HX-HPF | 12 | 37.45 | 449.4 | 23-MAY-2016_06:21.36 | EA
C0256 | U050000386 | CRIB1 510 C - - | LAMP FLUORESCENT TYPE: T8 CW/30/ALTO RAPID START FLUORESCENT LAMP WATTAGE: 30 ORDER IN CASE QUANTITY 24 IN A CASE | 23 | 2.9 | 66.7 | 23-MAY-2016_06:21.36 | EA
C0256 | U050000392 | CRIB1 511 C - - | LAMP FLUORESCENT TYPE: T12 HIGH OUTPUT FLUORESCENT LAMP WATTAGE: 60 LENGTH: 48 F48T12/CW/HO/ALTO ORDER IN CASE QUANTITY 15 IN A CASE | 12 | 2.21 | 26.52 | 23-MAY-2016_06:21.36 | EA
C0256 | U050000399 | CRIB1 510 A - - | LAMP,NO MODIFIER:LAMP FLUORESCENT TYPE: T8 RAPID START FLUORESCENT LAMP WATTAGE: 25 LENGTH: 36 F25T8 TL741 36 ALTO 1LP ORDER IN CASE QUANTITY 25 IN A CASE:THAT PART IS DISCONTINUED, REPLACED BY PHIL F25T8/TL841 - ALTO 25W FLUOR LMP | 192 | 1.42 | 272.39 | 23-MAY-2016_06:21.36 | EA
C0256 | U050000404 | CRIB1 512 C - - | Lamp, Lamp Shape T12, Base Type Medium Bi-Pin (G13), Length 48 In., Diameter 1 1/2 In., 34 Watts, Average Life 20k hr., Lamp Tone Cool, Color Temp. 4100K, 87 CRI, Start Type Rapid, Initial Lumens 2500, Mean Lumens 2200, Lamp Designation F34/CX41/WM/ECO, | 90 | 4.53 | 407.71 | 23-MAY-2016_06:21.36 | EA
C0256 | U050000407 | CRIB1 511 A - - | LAMP FLUORESCENT TYPE: T12 SLIMLINE FLUORESCENT LAMP WATTAGE: 30 LENGTH: 48 F48T12 30W COOL WHITE EW ALTO 1LP ORDER IN CASE QUANTITY 30 IN A CASE | 41 | 2.34 | 95.74 | 23-MAY-2016_06:21.36 | EA
C0256 | U050000408 | CRIB1 511 A - - | U-Shaped Fluorescent Lamp, Lamp Shape T12, Base Type Medium Bi-Pin (G13), Length 22-1/2 In., Bend Radius 6 In., Watts 35, Lamp Tone Cool, Color Temp. 4100K, CRI 87, Initial Lumens 2300, Mean Lumens 2185, Average Life 14, 000 hr., Start Type Programmed Ra | 46 | 4.58 | 210.84 | 23-MAY-2016_06:21.36 | EA
C0256 | U050000411 | CRIB1 111 C - - | BULB 300T3Q/CL 120 VOLT TUNGSTEN HALOGEN | 25 | 3.04 | 76 | 23-MAY-2016_06:21.36 | EA
C0256 | U050000412 | CRIB1 111 B - - | BULB 250Q/CL/DC 120 VOLT TUNGSTEN HALOGEN | 102 | 5.17 | 527.34 | 23-MAY-2016_06:21.36 | EA
C0256 | U050000415 | CRIB1 109 D - - | LAMP PL-S 5W/827 G23 | 18 | 1.33 | 23.94 | 23-MAY-2016_06:21.36 | EA
C0256 | U050000419 | CRIB1 109 E - - | LAMP FLUORESCENT LAMPS/LIGHT BULBS TYPE: CLUSTER WATTAGE: 13 LENGTH: 5-1/2 PL-C ALTO 13W/827 G24D-1 /2P | 7 | 3.57 | 24.99 | 23-MAY-2016_06:21.36 | EA
C0256 | U050000421 | CRIB1 113 B - - | BULB HIGH PRESSURE SODIUM TYPE: CERAMALUX COMFORT HIGH PRESSURE SODIUM WATTAGE: 50 SHAPE: ED-23-1/2 CERAMALUX 50W MOG ED23 1/2 CO ALTO | 13 | 18 | 234 | 23-MAY-2016_06:21.36 | EA
C0256 | U050000432 | CRIB1 112 B - - | BULB INCANDESCENT SHAPE: T6 1/2 VOLTAGE: 120 LUMENS: 150 | 25 | 1.11 | 27.75 | 23-MAY-2016_06:21.36 | EA
C0256 | U050000433 | CRIB1 112 B - - | BULB SIGN 20W D.C. BAY 120V T6 1/2 CL 1WR 20T6-1/2 DC | 22 | 1.61 | 35.42 | 23-MAY-2016_06:21.36 | EA
C0256 | U050000436 | CRIB1 112 B - - | BULB INCANDESCENT SHAPE: T6 VOLTAGE: 120 LUMENS: 100 15W CAND 120V T6 CL 1SL 15T6 | 20 | 0.75 | 15 | 23-MAY-2016_06:21.36 | EA
C0256 | U050000441 | CRIB1 110 E - - | BULB MERCURY VAPOR 250W MOG ED28 CO H37KC-250/DX | 10 | 6.45 | 64.5 | 23-MAY-2016_06:21.36 | EA
C0256 | U050000445 | CRIB1 111 F - - | BULB REFLECTOR 120W MED 130V ER40 FL FR 1CT 120ER40 | 6 | 2.47 | 14.82 | 23-MAY-2016_06:21.36 | EA
C0256 | U050000446 | CRIB1 112 C - - | BULB INCANDESCENT SHAPE: A21 VOLTAGE: 120 LUMENS: 610/1510/2120 50-100-150W 3 C MED 120V A21 SW 1SL 50/150A/SW | 10 | 0.54 | 5.4 | 23-MAY-2016_06:21.36 | EA
C0256 | U050000455 | CRIB1 103 B - - | STARTER 48" - 40 WATTS 36" - 30 WATTS | 25 | 1 | 25 | 23-MAY-2016_06:21.36 | EA
C0256 | U050000456 | CRIB1 103 C - - | BALLAST VEL-2P75-S ELECTRONIC INSTANT START 277 VOLT 60HZ | 18 | 20.62 | 371.16 | 23-MAY-2016_06:21.36 | EA
C0256 | U050000464 | CRIB1 006 B - - | FILTER FUEL | 11 | 1.59 | 17.45 | 23-MAY-2016_06:21.36 | EA
C0256 | U050000465 | CRIB1 006 B - - | FILTER FUEL | 5 | 1.54 | 7.7 | 23-MAY-2016_06:21.36 | EA
C0256 | U050000468 | CRIB1 006 B - - | FILTER FUEL | 2 | 1.5 | 3 | 23-MAY-2016_06:21.36 | EA
C0256 | U050000469 | CRIB1 006 B - - | FILTER FUEL | 3 | 2.33 | 6.99 | 23-MAY-2016_06:21.36 | EA
C0256 | U050000470 | CRIB1 003 B - - | FILTER OIL | 7 | 2.48 | 17.36 | 23-MAY-2016_06:21.36 | EA
C0256 | U050000471 | CRIB1 006 B - - | FILTER FUEL | 12 | 3.49 | 41.88 | 23-MAY-2016_06:21.36 | EA
C0256 | U050000474 | CRIB1 003 B - - | OIL FILTER, TYPE: FULL FLOW, STYLE: SPIN ON LUBE FILTER, 2.921 INCH DIA X 4.828 INCH H, THREAD SIZE: 18 X 1.5 MM, BETA RATIO: 2/20=12/26, 7 - 9 GPM, BURST PRESSURE 325 PSI | 17 | 1.94 | 32.95 | 23-MAY-2016_06:21.36 | EA
C0256 | U050000476 | CRIB1 003 C - - | FILTER OIL | 16 | 2.77 | 44.32 | 23-MAY-2016_06:21.36 | EA
C0256 | U050000477 | CRIB1 003 F - - | FILTER TRANSMISSION (51929) | 1 | 3 | 3 | 23-MAY-2016_06:21.36 | EA
C0256 | U050000478 | CRIB1 006 B - - | FILTER FUEL | 3 | 3.01 | 9.03 | 23-MAY-2016_06:21.36 | EA
C0256 | U050000480 | CRIB1 006 B - - | FILTER FUEL | 2 | 4.58 | 9.16 | 23-MAY-2016_06:21.36 | EA
C0256 | U050000482 | CRIB1 004 A - - | FILTER AIR | 4 | 3 | 12 | 23-MAY-2016_06:21.36 | EA
C0256 | U050000484 | CRIB1 006 C - - | FILTER FUEL | 2 | 1.99 | 3.98 | 23-MAY-2016_06:21.36 | EA
C0256 | U050000485 | CRIB1 006 C - - | FILTER FUEL | 4 | 12.99 | 51.96 | 23-MAY-2016_06:21.36 | EA
C0256 | U050000487 | CRIB1 006 C - - | FILTER FUEL | 2 | 7.04 | 14.08 | 23-MAY-2016_06:21.36 | EA
C0256 | U050000488 | CRIB1 006 C - - | FILTER FUEL | 4 | 3 | 12 | 23-MAY-2016_06:21.36 | EA
C0256 | U050000489 | CRIB1 003 F - - | FILTER TRANSMISSION | 1 | 6 | 6 | 23-MAY-2016_06:21.36 | EA
C0256 | U050000490 | CRIB1 003 C - - | OIL FILTER, TYPE: FULL FLOW, STYLE: SPIN ON LUBE FILTER, 3.66 INCH DIA X 4.338 INCH H, THREAD SIZE: 3/4 INCH - 16 TPI, BETA RATIO: 2/20=10/26, 7 - 9 GPM, BURST PRESSURE 275 PSI | 9 | 2.48 | 22.32 | 23-MAY-2016_06:21.36 | EA
C0256 | U050000491 | CRIB1 004 A - - | FILTER AIR | 1 | 4.99 | 4.99 | 23-MAY-2016_06:21.36 | EA
C0256 | U050000492 | CRIB1 006 C - - | FILTER FUEL | 3 | 7 | 21 | 23-MAY-2016_06:21.36 | EA
C0256 | U050000493 | CRIB1 003 C - - | FILTER OIL | 14 | 2.14 | 29.96 | 23-MAY-2016_06:21.36 | EA
C0256 | U050000494 | CRIB1 003 C - - | FILTER OIL | 7 | 2.14 | 14.98 | 23-MAY-2016_06:21.36 | EA
C0256 | U050000495 | CRIB1 006 C - - | FILTER FUEL | 2 | 3 | 6 | 23-MAY-2016_06:21.36 | EA
C0256 | U050000496 | CRIB1 006 C - - | FILTER FUEL | 2 | 1 | 2 | 23-MAY-2016_06:21.36 | EA
C0256 | U050000497 | CRIB1 004 B - - | FILTER AIR | 3 | 3 | 9 | 23-MAY-2016_06:21.36 | EA
C0256 | U050000498 | CRIB1 004 B - - | FILTER AIR | 2 | 5.56 | 11.12 | 23-MAY-2016_06:21.36 | EA
C0256 | U050000499 | CRIB1 004 B - - | FILTER AIR | 1 | 3 | 3 | 23-MAY-2016_06:21.36 | EA
C0256 | U050000500 | CRIB1 004 C - - | FILTER AIR | 6 | 3.24 | 19.41 | 23-MAY-2016_06:21.36 | EA
C0256 | U050000501 | CRIB1 006 D - - | FILTER FUEL | 8 | 9 | 72 | 23-MAY-2016_06:21.36 | EA
C0256 | U050000502 | CRIB1 004 C - - | FILTER AIR | 1 | 2.37 | 2.37 | 23-MAY-2016_06:21.36 | EA
C0256 | U050000503 | CRIB1 004 D - - | FILTER AIR | 2 | 2.5 | 5 | 23-MAY-2016_06:21.36 | EA
C0256 | U050000504 | CRIB1 004 D - - | FILTER AIR | 4 | 2 | 8 | 23-MAY-2016_06:21.36 | EA
C0256 | U050000505 | CRIB1 006 D - - | FILTER FUEL | 4 | 5 | 20 | 23-MAY-2016_06:21.36 | EA
C0256 | U050000506 | CRIB1 004 E - - | FILTER AIR | 6 | 5.45 | 32.7 | 23-MAY-2016_06:21.36 | EA
C0256 | U050000508 | CRIB1 010 B - - | ASSEMBLY HUB FR MITSUBISHI | 1 | 88 | 88 | 23-MAY-2016_06:21.36 | EA
C0256 | U050000509 | CRIB1 006 D - - | FILTER FUEL IN LINE | 2 | 32 | 64 | 23-MAY-2016_06:21.36 | EA
C0256 | U050000511 | CRIB1 003 F - - | FILTER TRANSMISSION | 1 | 5 | 5 | 23-MAY-2016_06:21.36 | EA
C0256 | U050000512 | CRIB1 006 A - - | FILTER AIR | 1 | 2.78 | 2.78 | 23-MAY-2016_06:21.36 | EA
C0256 | U050000513 | CRIB1 004 F - - | FILTER AIR | 5 | 7.99 | 39.95 | 23-MAY-2016_06:21.36 | EA
C0256 | U050000514 | CRIB1 004 F - - | FILTER AIR | 4 | 4 | 16 | 23-MAY-2016_06:21.36 | EA
C0256 | U050000515 | CRIB1 005 A - - | FILTER AIR | 1 | 4.52 | 4.52 | 23-MAY-2016_06:21.36 | EA
C0256 | U050000516 | CRIB1 005 A - - | FILTER AIR | 5 | 2 | 10 | 23-MAY-2016_06:21.36 | EA
C0256 | U050000518 | CRIB1 005 A - - | FILTER AIR | 4 | 5.29 | 21.16 | 23-MAY-2016_06:21.36 | EA
C0256 | U050000519 | CRIB1 001 E - - | HEADLAMP HALOGEN LOW BEAM 91 FORD | 1 | 5.29 | 5.29 | 23-MAY-2016_06:21.36 | EA
C0256 | U050000520 | CRIB1 001 E - - | HEADLAMP HIGH BEAM SEALED BEAM | 1 | 5.3 | 5.3 | 23-MAY-2016_06:21.36 | EA
C0256 | U050000521 | CRIB1 001 E - - | HEADLAMP SEALED BEAM HI/LOW BEAM LENS TYPE 2B1 | 2 | 6.99 | 13.98 | 23-MAY-2016_06:21.36 | EA
C0256 | U050000522 | CRIB1 001 E - - | HEADLAMP HIGH/LOW BEAM LENS TYPE 2B1 | 1 | 5.29 | 5.29 | 23-MAY-2016_06:21.36 | EA
C0256 | U050000530 | CRIB1 001 F - - | TAIL LIGHT RIGHT HAND SIDE 95 FORD | 1 | 37.45 | 37.45 | 23-MAY-2016_06:21.36 | EA
C0256 | U050000531 | CRIB1 010 E - - | VENT A/C DODGE 15 PASSENGER VAN | 3 | 4 | 12 | 23-MAY-2016_06:21.36 | EA
C0256 | U050000532 | CRIB1 001 D - - | MOTOR WIPER 1983 DODGE PICK UP | 1 | 63 | 63 | 23-MAY-2016_06:21.36 | EA
C0256 | U050000533 | CRIB1 001 F - - | LENS DODGE MOPAR | 1 | 24 | 24 | 23-MAY-2016_06:21.36 | EA
C0256 | U050000534 | CRIB1 001 F - - | LENS DODGE MOPAR | 1 | 27 | 27 | 23-MAY-2016_06:21.36 | EA
C0256 | U050000535 | CRIB1 002 C - - | LAMP MINIATURE AUTOMOTIVE 13 VOLT | 9 | 0.31 | 2.79 | 23-MAY-2016_06:21.36 | EA
C0256 | U050000537 | CRIB1 011 B - - | ADHESIVE SUPER WEATHERSTRIP BLACK 5 OZ TUBE 08008 | 3 | 3 | 9 | 23-MAY-2016_06:21.36 | EA
C0256 | U050000538 | CRIB1 002 B - - | FLASHER HEAVY DUTY 12 VOLT 2 PRONG | 3 | 3.96 | 11.88 | 23-MAY-2016_06:21.36 | EA
C0256 | U050000539 | CRIB1 002 E - - | LAMP MINIATURE 2 VOLT 0.80 C.P. | 8 | 1.03 | 8.24 | 23-MAY-2016_06:21.36 | EA
C0256 | U050000541 | CRIB1 010 C - - | SPARKPLUG 15 RS15LYC | 10 | 1 | 10 | 23-MAY-2016_06:21.36 | EA
C0256 | U050000543 | CRIB1 010 E - - | POSTS LEAD CHARGING SIDE MOUNT | 6 | 1 | 6 | 23-MAY-2016_06:21.36 | EA
C0256 | U050000544 | CRIB1 002 E - - | LAMP AUTOMOTIVE MINIATURE 12 VOLT 32/3 CP | 11 | 0.53 | 5.83 | 23-MAY-2016_06:21.36 | EA
C0256 | U050000547 | CRIB1 002 E - - | MINIATURE LAMP, (P/C 26960), S8 BULB, 27W, S.C. BAY BASE, 12.8V, 2 IN LENGTH, 1200 HOURS, AUTO STOP | 10 | 1.44 | 14.4 | 23-MAY-2016_06:21.36 | EA
C0256 | U050000550 | CRIB1 002 F - - | LAMP MINIATURE AUTOMOTIVE 12 VOLT 2 CP | 10 | 0.47 | 4.7 | 23-MAY-2016_06:21.36 | EA
C0256 | U050000552 | CRIB1 002 F - - | LAMP AUTOMOTIVE MINIATURE | 7 | 1 | 7 | 23-MAY-2016_06:21.36 | EA
C0256 | U050000554 | CRIB1 010 C - - | SPARKPLUG RN11YC4 | 2 | 1.28 | 2.56 | 23-MAY-2016_06:21.36 | EA
C0256 | U050000558 | CRIB1 010 C - - | SPARKPLUG RS14YC6 | 4 | 1.19 | 4.76 | 23-MAY-2016_06:21.36 | EA
C0256 | U050000559 | CRIB1 010 C - - | SPARKPLUG RC12YC5 # 89 | 2 | 1.6 | 3.2 | 23-MAY-2016_06:21.36 | EA
C0256 | U050000563 | CRIB1 010 E - - | PATCH SPEEDY PLUG | 1 | 1 | 1 | 23-MAY-2016_06:21.36 | EA
C0256 | U050000564 | CRIB1 002 E - - | STRIP MULTI PLUG TRU-FLATE | 5 | 0.21 | 1.05 | 23-MAY-2016_06:21.36 | EA
C0256 | U050000565 | CRIB1 010 C - - | SPARKPLUG | 3 | 1 | 3 | 23-MAY-2016_06:21.36 | EA
C0256 | U050000566 | CRIB1 002 F - - | LAMP HEADLIGHT COLEMAN CLUB CAR | 4 | 4 | 16 | 23-MAY-2016_06:21.36 | EA
C0256 | U050000567 | CRIB1 010 C - - | SPARKPLUG 1988 CHEVY CAV | 3 | 1 | 3 | 23-MAY-2016_06:21.36 | EA
C0256 | U050000569 | CRIB1 010 D - - | SPARKPLUG CLUBCAR P31 | 6 | 1 | 6 | 23-MAY-2016_06:21.36 | EA
C0256 | U050000570 | CRIB1 002 G - - | LAMP DOME | 1 | 1 | 1 | 23-MAY-2016_06:21.36 | EA
C0256 | U050000571 | CRIB1 010 D - - | SPARKPLUG | 2 | 1.89 | 3.78 | 23-MAY-2016_06:21.36 | EA
C0256 | U050000572 | CRIB1 010 D - - | SPARKPLUG | 2 | 1.39 | 2.78 | 23-MAY-2016_06:21.36 | EA
C0256 | U050000573 | CRIB1 002 B - - | FLASHER 12 VOLT 32 CP | 3 | 2.69 | 8.07 | 23-MAY-2016_06:21.36 | EA
C0256 | U050000575 | CRIB1 002 C - - | LAMP HEAD 12 VOLT 65/45 WATTS | 2 | 4.64 | 9.28 | 23-MAY-2016_06:21.36 | EA
C0256 | U050000576 | CRIB1 002 C - - | HEADLAMP 12 VOLT 65/55 WATTS 1995 FORD RANGER | 2 | 3.9 | 7.8 | 23-MAY-2016_06:21.36 | EA
C0256 | U050000578 | CRIB1 006 D - - | FILTER GAS PUMP TOP E-30/30004 WIX | 1 | 10.74 | 10.74 | 23-MAY-2016_06:21.36 | EA
C0256 | U050000579 | CRIB1 010 E - - | KIT POLYESTER FIBERGLASS REPAIR EVERCOAT | 1 | 11.85 | 11.85 | 23-MAY-2016_06:21.36 | EA
C0256 | U050000584 | CRIB1 009 B - - | GREASE MULTI-PURPOSE NLGI # 2 ALUMINUM COMPLEX ELITE RED | 2 | 4.69 | 9.38 | 23-MAY-2016_06:21.36 | TB
C0256 | U050000585 | CRIB1 009 B - - | OIL VACUUM PUMPS TYPE: VACUUM PUMP | 4 | 13.99 | 55.96 | 23-MAY-2016_06:21.36 | EA
C0256 | U050000589 | CRIB1 900 B - - | SPRAY DISC BRAKE QUIET | 6 | 2.63 | 15.78 | 23-MAY-2016_06:21.36 | CN
C0256 | U050000591 | CRIB1 009 C - - | ANTI-SPATTER NOZZEL SHIELD | 1 | 5 | 5 | 23-MAY-2016_06:21.36 | CN
C0256 | U050000595 | CRIB1 009 D - - | GREASE WHITE LITHIUM | 6 | 7.24 | 43.44 | 23-MAY-2016_06:21.36 | CN
C0256 | U050000596 | CRIB1 009 D - - | SEALER COOLANT BAR'S LEAKS CONDITIONER | 1 | 2 | 2 | 23-MAY-2016_06:21.36 | EA
C0256 | U050000600 | CRIB1 201 C - - | BELT CLUB CAR | 1 | 25 | 25 | 23-MAY-2016_06:21.36 | EA
C0256 | U050000602 | CRIB1 005 C - - | FILTER, ELEMENT,AIR | 1 | 16.92 | 16.92 | 23-MAY-2016_06:21.36 | EA
C0256 | U050000603 | CRIB1 010 F - - | PADS,DISC BREAKS | 1 | 34 | 34 | 23-MAY-2016_06:21.36 | SET
C0256 | U050000604 | CRIB1 010 F - - | PADS, FRONT DISC BRAKE PADS FORD C/V 97 | 1 | 26 | 26 | 23-MAY-2016_06:21.36 | SET
C0256 | U050000605 | CRIB1 010 F - - | SHOES BRAKE RELINED RIVETED 1987 FORD VAN | 1 | 21.8 | 21.8 | 23-MAY-2016_06:21.36 | SET
C0256 | U050000607 | CRIB1 001 F - - | LENS LEFT HAND SIDE FRONT | 1 | 7 | 7 | 23-MAY-2016_06:21.36 | EA
C0256 | U050000610 | CRIB1 004 G - - | FILTER AIR | 1 | 6.97 | 6.97 | 23-MAY-2016_06:21.36 | EA
C0256 | U050000611 | CRIB1 010 F - - | PADS BRAKE DISK FORD VANS | 1 | 22.28 | 22.28 | 23-MAY-2016_06:21.36 | SET
C0256 | U050000612 | CRIB1 010 F - - | MIRROR 2 INCH CONVEX | 4 | 1 | 4 | 23-MAY-2016_06:21.36 | EA
C0256 | U050000613 | CRIB1 010 G - - | IGNITION SWITCH | 1 | 21 | 21 | 23-MAY-2016_06:21.36 | EA
C0256 | U050000614 | CRIB1 001 F - - | LAMP LICENSE (TAG) CHEVEY TRUCK | 1 | 3.72 | 3.72 | 23-MAY-2016_06:21.36 | EA
C0256 | U050000615 | CRIB1 005 C - - | FILTER AIR | 4 | 3.63 | 14.52 | 23-MAY-2016_06:21.36 | EA
C0256 | U050000619 | CRIB1 007 B - - | ASSEMBLY HUB | 1 | 23 | 23 | 23-MAY-2016_06:21.36 | EA
C0256 | U050000620 | CRIB1 007 B - - | SEAL OIL CRANKSHAFT | 1 | 2 | 2 | 23-MAY-2016_06:21.36 | EA
C0256 | U050000621 | CRIB1 007 B - - | CABLE GOVERNOR -2PG | 2 | 8 | 16 | 23-MAY-2016_06:21.36 | EA
C0256 | U050000622 | CRIB1 007 B - - | SHOE BRAKE SET | 1 | 9.19 | 9.19 | 23-MAY-2016_06:21.36 | SET
C0256 | U050000623 | CRIB1 007 C - - | NUT AXEL | 53 | 1 | 53 | 23-MAY-2016_06:21.36 | EA
C0256 | U050000624 | CRIB1 007 C - - | CLAMP CABLE | 30 | 4 | 120 | 23-MAY-2016_06:21.36 | EA
C0256 | U050000625 | CRIB1 007 C - - | SPRING COMPRESSION | 13 | 1 | 13 | 23-MAY-2016_06:21.36 | EA
C0256 | U050000626 | CRIB1 007 C - - | ASSEMBLY BEARING EZ-GO # 50892-G1 | 2 | 4 | 8 | 23-MAY-2016_06:21.36 | EA
C0256 | U050000627 | CRIB1 007 C - - | CAP SPINDLE | 1 | 1 | 1 | 23-MAY-2016_06:21.36 | EA
C0256 | U050000628 | CRIB1 007 C - - | CABLE THROTTLE | 2 | 3.15 | 6.3 | 23-MAY-2016_06:21.36 | EA
C0256 | U050000629 | CRIB1 007 D - - | SWITCH HORN | 1 | 16.54 | 16.54 | 23-MAY-2016_06:21.36 | EA
C0256 | U050000630 | CRIB1 007 D - - | HUB SPLINED | 1 | 47 | 47 | 23-MAY-2016_06:21.36 | EA
C0256 | U050000631 | CRIB1 007 D - - | BEARING BALL | 1 | 6.4 | 6.4 | 23-MAY-2016_06:21.36 | EA
C0256 | U050000632 | CRIB1 007 D - - | SEAL | 1 | 3.15 | 3.15 | 23-MAY-2016_06:21.36 | EA
C0256 | U050000633 | CRIB1 007 D - - | BEARING STARTER | 1 | 6.4 | 6.4 | 23-MAY-2016_06:21.36 | EA
C0256 | U050000634 | CRIB1 007 E - - | SEAL SPINDLE | 2 | 1 | 2 | 23-MAY-2016_06:21.36 | EA
C0256 | U050000635 | CRIB1 007 E - - | BEARING THRUST | 1 | 3.15 | 3.15 | 23-MAY-2016_06:21.36 | EA
C0256 | U050000636 | CRIB1 007 E - - | BUSHING FRONT END NEEDED IN SETS OF 4 EA. | 4 | 1 | 4 | 23-MAY-2016_06:21.36 | EA
C0256 | U050000637 | CRIB1 007 E - - | WASHER HEAD | 5 | 1 | 5 | 23-MAY-2016_06:21.36 | EA
C0256 | U050000638 | CRIB1 007 E - - | BOLT HEAD | 1 | 5 | 5 | 23-MAY-2016_06:21.36 | EA
C0256 | U050000639 | CRIB1 007 E - - | SWITCH LIMIT | 1 | 12 | 12 | 23-MAY-2016_06:21.36 | EA
C0256 | U050000640 | CRIB1 007 F - - | BRACKET SEAT HINGE GAS | 8 | 2 | 16 | 23-MAY-2016_06:21.36 | EA
C0256 | U050000641 | CRIB1 007 F - - | BEARING PINION SPACER | 1 | 2 | 2 | 23-MAY-2016_06:21.36 | EA
C0256 | U050000643 | CRIB1 007 F - - | SHIM,NO MODIFIER:SHIM .003:OBSOLETE PART FOR MFG EZ-GO | 2 | 7 | 14 | 23-MAY-2016_06:21.36 | EA
C0256 | U050000645 | CRIB1 007 F - - | SHIM,NO MODIFIER:SHIM .010:OBSOLETE PART FOR MFG EZ-GO | 1 | 6.39 | 6.39 | 23-MAY-2016_06:21.36 | EA
C0256 | U050000646 | CRIB1 015 B - - | WHEEL CUT OFF 3" X 1/16" X 3/8" | 27 | 2.29 | 61.83 | 23-MAY-2016_06:21.36 | EA
C0256 | U050000647 | CRIB1 007 G - - | GASKET HEAD | 3 | 6 | 18 | 23-MAY-2016_06:21.36 | EA
C0256 | U050000648 | CRIB1 007 G - - | CAP,NO MODIFIER:CAP OIL:OBSOLETE PART FOR MFG EZ-GO | 1 | 1 | 1 | 23-MAY-2016_06:21.36 | EA
C0256 | U050000649 | CRIB1 007 G - - | SEAL PISTON | 1 | 4 | 4 | 23-MAY-2016_06:21.36 | EA
C0256 | U050000652 | CRIB1 079 D - - | FUSE SFE 9 AUTOMOTIVE | 5 | 0.21 | 1.05 | 23-MAY-2016_06:21.36 | EA
C0256 | U050000656 | CRIB1 079 D - - | FUSE AGC 30 AUTOMOTIVE | 10 | 0.23 | 2.3 | 23-MAY-2016_06:21.36 | EA
C0256 | U050000659 | CRIB1 079 D - - | FUSE ATO 15 AUTOMOTIVE | 4 | 0.32 | 1.28 | 23-MAY-2016_06:21.36 | EA
C0256 | U050000660 | CRIB1 079 D - - | FUSE ATO 7.5 AUTOMOTIVE | 2 | 0.33 | 0.66 | 23-MAY-2016_06:21.36 | EA
C0256 | U050000662 | CRIB1 079 D - - | FUSE ATC 20 AUTOMOTIVE | 5 | 0.33 | 1.65 | 23-MAY-2016_06:21.36 | EA
C0256 | U050000663 | CRIB1 079 D - - | FUSE ATC 25 AUTOMOTIVE | 5 | 0.41 | 2.05 | 23-MAY-2016_06:21.36 | EA
C0256 | U050000664 | CRIB1 081 B - - | TUBING SHRINKABLE 1/8" BROWN THERMAPOD | 14 | 1 | 14 | 23-MAY-2016_06:21.36 | EA
C0256 | U050000665 | CRIB1 081 B - - | TUBING SHRINKABLE 3/16" GRAY THERMAPOD | 68 | 1 | 68 | 23-MAY-2016_06:21.36 | EA
C0256 | U050000666 | CRIB1 081 B - - | TUBING SHRINKABLE 1/4" WHITE THERMAPOD | 20 | 2 | 40 | 23-MAY-2016_06:21.36 | EA
C0256 | U050000667 | CRIB1 081 B - - | TUBING SHRINKABLE 3/8" RED THERMAPOD | 18 | 0.18 | 3.28 | 23-MAY-2016_06:21.36 | EA
C0256 | U050000668 | CRIB1 081 B - - | TUBING SHRINKABLE 1/2" BLUE THERMAPOD | 10 | 1.66 | 16.6 | 23-MAY-2016_06:21.36 | EA
C0256 | U050000669 | CRIB1 081 B - - | TUBING SHRINKABLE 3/4" YELLOW THERMAPOD | 9 | 2.6 | 23.4 | 23-MAY-2016_06:21.36 | EA
C0256 | U050000670 | CRIB1 081 B - - | TUBING SHRINKABLE 1" BLACK THERMAPOD | 3 | 3 | 9 | 23-MAY-2016_06:21.36 | EA
C0256 | U050000683 | CRIB1 507 B - - | NAILS 6 D FINISH 50 LBS BOX | 1 | 47.56 | 47.56 | 23-MAY-2016_06:21.36 | BOX
C0256 | U050000685 | CRIB1 507 B - - | NAILS 8 D FINISH 50 LBS BOX | 1 | 25.19 | 25.19 | 23-MAY-2016_06:21.36 | BOX
C0256 | U050000686 | CRIB1 507 B - - | NAILS 8 D COATED 50 LBS BOX | 1 | 24.58 | 24.58 | 23-MAY-2016_06:21.36 | BOX
C0256 | U050000687 | CRIB1 507 B - - | NAILS 4 D COATED 50 LBS BOX | 1 | 59.41 | 59.41 | 23-MAY-2016_06:21.36 | BOX
C0256 | U050000688 | CRIB1 507 B - - | NAILS 4 D FINISH 20 LBS BOX | 1 | 18.48 | 18.48 | 23-MAY-2016_06:21.36 | BOX
C0256 | U050000689 | CRIB1 507 B - - | NAILS 3 D COATED 20 LBS BOX | 1 | 59.41 | 59.41 | 23-MAY-2016_06:21.36 | BOX
C0256 | U050000690 | CRIB1 507 B - - | NAIL,NO MODIFIER::NAILS 3 D FINISH 50 LBS. BOX | 1 | 28.5 | 28.5 | 23-MAY-2016_06:21.36 | BOX
C0256 | U050000698 | CRIB1 078 C - - | ABRASIVE SANDPAPER 9" X 11" 100 GRIT PREMIUM ALUMINUM OXIDE 3X, 20 SHEETS PER JOB PACK | 1 | 32.54 | 32.54 | 23-MAY-2016_06:21.36 | BOX
C0256 | U050000699 | CRIB1 077 B - - | CLIP SHELF SUPPORT | 200 | 13 | 2600 | 23-MAY-2016_06:21.36 | EA
C0256 | U050000700 | CRIB1 008 C - - | IGNITION SWITCH | 1 | 19.95 | 19.95 | 23-MAY-2016_06:21.36 | EA
C0256 | U050000701 | CRIB1 008 C - - | HEAD LIGHT SWITCH | 1 | 17 | 17 | 23-MAY-2016_06:21.36 | EA
C0256 | U050000702 | CRIB1 008 C - - | IGNITOR 2PG-2CYC | 1 | 71 | 71 | 23-MAY-2016_06:21.36 | EA
C0256 | U050000703 | CRIB1 008 C - - | SWITCH,NO MODIFIER:IGNITION COIL 19669G1 | 1 | 49 | 49 | 23-MAY-2016_06:21.36 | EA
C0256 | U050000706 | CRIB1 008 C - - | FOWARD & REVERSE SWITCH FOR GOLF CARTS | 1 | 75 | 75 | 23-MAY-2016_06:21.36 | EA
C0256 | U050000707 | CRIB1 008 D - - | 332.234 BRACKER GROOVED BALL BEARING M/N RN111 FOR EZ-GO GOLF CART # 15112G1 | 1 | 11 | 11 | 23-MAY-2016_06:21.36 | EA
C0256 | U050000708 | CRIB1 008 D - - | OIL SEAL FOR EZ-GO GOLF CART# 15114G1 | 1 | 2 | 2 | 23-MAY-2016_06:21.36 | EA
C0256 | U050000709 | CRIB1 002 G - - | H3 HALOGEN AUTO LIGHT BULB | 1 | 4 | 4 | 23-MAY-2016_06:21.36 | EA
C0256 | U050000710 | CRIB1 008 D - - | CLUTCH COVER | 1 | 16.01 | 16.01 | 23-MAY-2016_06:21.36 | EA
C0256 | U050000711 | CRIB1 008 D - - | FOLLOWER BUTTON | 1 | 11.55 | 11.55 | 23-MAY-2016_06:21.36 | EA
C0256 | U050000712 | CRIB1 006 D - - | FUEL FILTER IN LINE 1/4 INCH N3510 | 2 | 3.44 | 6.88 | 23-MAY-2016_06:21.36 | EA
C0256 | U050000713 | CRIB1 008 D - - | BRAKE SHOES | 1 | 23 | 23 | 23-MAY-2016_06:21.36 | SET
C0256 | U050000714 | CRIB1 005 D - - | PLATED AIR FILTER 600182 FOR EZ-GO GOLF CART #26855GO1 | 1 | 6.27 | 6.27 | 23-MAY-2016_06:21.36 | EA
C0256 | U050000715 | CRIB1 008 E - - | SPACER PISTON PIN | 4 | 2 | 8 | 23-MAY-2016_06:21.36 | EA
C0256 | U050000716 | CRIB1 008 E - - | NEEDLE BEARING PISTON PIN | 1 | 4 | 4 | 23-MAY-2016_06:21.36 | EA
C0256 | U050000717 | CRIB1 008 E - - | PIN PISTON | 1 | 4 | 4 | 23-MAY-2016_06:21.36 | EA
C0256 | U050000718 | CRIB1 001 G - - | AMBER TURN SIGNAL UNIT RECTANGULAR 01-4671-32 | 3 | 1.49 | 4.47 | 23-MAY-2016_06:21.36 | EA
C0256 | U050000719 | CRIB1 001 G - - | RED LENS COVER 01-9279-22 | 1 | 1.1 | 1.1 | 23-MAY-2016_06:21.36 | EA
C0256 | U050000720 | CRIB1 008 F - - | MOTOR MOUNTS | 2 | 3 | 6 | 23-MAY-2016_06:21.36 | EA
C0256 | U050000721 | CRIB1 008 F - - | BACK UP BUZZER ASSEMBLY FOR EZ-GO GOLF CART #17940G1 | 1 | 7 | 7 | 23-MAY-2016_06:21.36 | EA
C0256 | U050000722 | CRIB1 008 F - - | SNAP RING | 2 | 9.5 | 19 | 23-MAY-2016_06:21.36 | EA
C0256 | U050000723 | CRIB1 005 D - - | PLEATED AIR FILTER FOR EZ-GO GOLF CART #72368GO1 2140 660681 | 1 | 9.08 | 9.08 | 23-MAY-2016_06:21.36 | EA
C0256 | U050000724 | CRIB1 005 D - - | AIR FILTER FOR EZ-GO CART CA30 29131-71 | 1 | 6 | 6 | 23-MAY-2016_06:21.36 | EA
C0256 | U050000725 | CRIB1 008 F - - | SPARKPLUG,NO MODIFIER:SPARK PLUG WIRE SET | 1 | 5.49 | 5.49 | 23-MAY-2016_06:21.36 | EA
C0256 | U050000726 | CRIB1 201 C - - | BELT FOR STARTER GENERATOR | 2 | 10.5 | 21 | 23-MAY-2016_06:21.36 | EA
C0256 | U050000727 | CRIB1 201 C - - | BELT FOR STARTER GENERATOR FOR 4 CYLINDER ENGINE,1/2"X 34-78 OD | 2 | 11.55 | 23.1 | 23-MAY-2016_06:21.36 | EA
C0256 | U050000728 | CRIB1 010 G - - | UNIVERSAL BATTERY HOLD DOWN BRACKET SET | 1 | 6.49 | 6.49 | 23-MAY-2016_06:21.36 | EA
C0256 | U050000729 | CRIB1 011 E - - | CUT OFF WHEEL SET 3 INCH DIA X 1/16 INCH THK 6 WHEELS PER PACKAGE | 12 | 8.02 | 96.24 | 23-MAY-2016_06:21.36 | EA
C0256 | U050000731 | CRIB1 008 A - - | FUEL LINE AND EMISSION CONTROL HOSE 1/4 INCH 25 FT ROLL | 2 | 24.75 | 49.5 | 23-MAY-2016_06:21.36 | RL
C0256 | U050000732 | CRIB1 009 A - - | FUEL AND EMISSION TUBING 3/8 INCH 25 FT ROLL | 2 | 18.5 | 37 | 23-MAY-2016_06:21.36 | RL
C0256 | U050000742 | CRIB1 011 A - - | FUEL LINE HOSE 5/16 INCH 25 FT ROLL | 1 | 17 | 17 | 23-MAY-2016_06:21.36 | RL
C0256 | U050000744 | CRIB1 011 E - - | HEAVY DUTY TUBLESS TIRE REPAIR INSERTS SELF VULCANIZING 60 PER BOX | 3 | 29.4 | 88.2 | 23-MAY-2016_06:21.36 | BOX
C0256 | U050000746 | CRIB1 503 A - - | TIRE INNER TUBE 5.70 X 8.00 TR13 | 1 | 22 | 22 | 23-MAY-2016_06:21.36 | EA
C0256 | U050000751 | CRIB1 081 C - - | VINYL INSULATED BUTT SPLICE 16-14 BLUE | 4 | 0.11 | 0.44 | 23-MAY-2016_06:21.36 | EA
C0256 | U050000752 | CRIB1 081 C - - | RING TERMINAL, INSULATED, 22 - 18 AWG, STUD #10, COLOR RED, INSULATION VINYL | 12 | 0.12 | 1.44 | 23-MAY-2016_06:21.36 | EA
C0256 | U050000753 | CRIB1 081 C - - | RING TERMINAL, WIRE RANGE: # 16, # 14, STUD SIZE: # 10, INSULATED, VINYL BARREL, BLUE, SOLD IN MULTIPLES OF 50. | 3 | 0.12 | 0.36 | 23-MAY-2016_06:21.36 | EA
C0256 | U050000754 | CRIB1 081 C - - | RING TERMINAL 3/8 INCH 16-14 AWG | 50 | 0.1 | 5 | 23-MAY-2016_06:21.36 | EA
C0256 | U050000755 | CRIB1 081 C - - | RING TERMINAL, INSULATED, 12 - 10 AWG, STUD 3/8 INCH, COLOR YELLOW, INSULATION VINYL | 4 | 0.2 | 0.8 | 23-MAY-2016_06:21.36 | EA
C0256 | U050000756 | CRIB1 081 C - - | QUICK SPLICE, WIRE SIZE 14-16 AWG, COLOR BLUE | 99 | 0.13 | 12.87 | 23-MAY-2016_06:21.36 | EA
C0256 | U050000757 | CRIB1 081 C - - | CONNECTOR, FEMALE DISCONNECT, 0.185 INCH MAXIMUM WIRE INSULATION, WIRE RANGE: # 16 AWG - # 14 AWG, TAB SIZE: 0.250 INCH X 0.032 INCH, INSULATED, VINYL BARREL, BLUE, SOLD IN MULTIPLES OF 50 | 22 | 0.54 | 11.88 | 23-MAY-2016_06:21.36 | EA
C0256 | U050000760 | CRIB1 013 D - - | LOCK,NO MODIFIER:ALL PURPOSE ENTRY LOCK RHO626, 13-047 LATCH, 10-025 STRIKE 1 3/4 INCH DR | 9 | 188 | 1692 | 23-MAY-2016_06:21.36 | EA
C0256 | U050000773 | CRIB1 012 F - - | CYLINDER PINS 34-308 #8 | 3 | 4.14 | 12.43 | 23-MAY-2016_06:21.36 | EA
C0256 | U050000774 | CRIB1 012 F - - | CYLINDER PINS 34-309 #9 | 1 | 3 | 3 | 23-MAY-2016_06:21.36 | EA
C0256 | U050000778 | CRIB1 012 G - - | CYLINDER PINS 34-205 #5 MASTER | 4 | 3 | 12 | 23-MAY-2016_06:21.36 | EA
C0256 | U050000782 | CRIB1 012 G - - | CYLINDER PINS 34-209 #9 MASTER | 1 | 3 | 3 | 23-MAY-2016_06:21.36 | EA
C0256 | U050000783 | CRIB1 012 B - - | WALL BUMPER DOME TAMPER PROOF, CONVEX, 2 7/16 INCH X 3/4 INCH PROJECTION, FINISH US26D | 7 | 4 | 28 | 23-MAY-2016_06:21.36 | EA
C0256 | U050000785 | CRIB1 012 C - - | FLOOR DOOR STOP 1/4 INCH BASE HALF DOME 331 26D | 15 | 3.98 | 59.7 | 23-MAY-2016_06:21.36 | EA
C0256 | U050000786 | CRIB1 012 C - - | DOOR STOP 431 FLOOR 1/2 INCH 26D | 1 | 4.41 | 4.41 | 23-MAY-2016_06:21.36 | EA
C0256 | U050000787 | CRIB1 012 C - - | DESK LOCK SET | 12 | 3.54 | 42.52 | 23-MAY-2016_06:21.36 | EA
C0256 | U050000793 | CRIB1 012 D - - | OVERSIZED MORTISE STRIKE ASA 3 INCH CHROME FINISH | 1 | 4 | 4 | 23-MAY-2016_06:21.36 | EA
C0256 | U050000799 | CRIB1 012 E - - | LEVER EXTENSION FLUSH BOLT FOR DOOR LOCK US26D 12 INCH | 1 | 8 | 8 | 23-MAY-2016_06:21.36 | EA
C0256 | U050000821 | CRIB1 016 C - - | ADSESIVE GH-34 CLEAR STRIPPABLE READY MIX ONE GALLON | 1 | 13.35 | 13.35 | 23-MAY-2016_06:21.36 | GAL
C0256 | U050000823 | CRIB1 016 B - - | TAPE JOINT 2 1/16" X 250' ROLL | 2 | 1.87 | 3.74 | 23-MAY-2016_06:21.36 | RL
C0256 | U050000824 | CRIB1 016 B - - | TAPE DRYWALL FIBERGLASS SELF ADHESIVE MESH 300 FT. ROLL | 16 | 10.65 | 170.4 | 23-MAY-2016_06:21.36 | RL
C0256 | U050000827 | CRIB1 016 D - - | POLISH NOXON 7 METAL POLISH, 12 OZ | 7 | 7.02 | 49.14 | 23-MAY-2016_06:21.36 | BT
C0256 | U050000828 | CRIB1 016 D - - | WAX CLEAR PASTE TREWAX 1 LBS. CAN | 1 | 4 | 4 | 23-MAY-2016_06:21.36 | CN
C0256 | U050000834 | CRIB1 015 D - - | LOAD STRIP .25 CALIBER YELLOW BRASS # 4 FOR USE IN HILTI DX35 | 1 | 7.92 | 7.92 | 23-MAY-2016_06:21.36 | BOX
C0256 | U050000835 | CRIB1 015 D - - | LOAD STRIP .25 CALIBER RED BRASS # 5 FOR USE IN HILTI DX35 | 1 | 7.92 | 7.92 | 23-MAY-2016_06:21.36 | BOX
C0256 | U050000837 | CRIB1 015 D - - | FASTENER LOW VELOCITY POWDER 1 " (25)MM, 100 PER BOX | 2 | 8.4 | 16.8 | 23-MAY-2016_06:21.36 | BOX
C0256 | U050000841 | CRIB1 500 C - - | TEE MAIN LIGHT DUTY 12' X 1-1/2" CLASS A FLAT WHITE | 255 | 9.36 | 2386.8 | 23-MAY-2016_06:21.36 | EA
C0256 | U050000842 | CRIB1 502 A - - | TEE CROSS 2' X 1-1/2" CLASS A FLAT WHITE | 150 | 1.42 | 213 | 23-MAY-2016_06:21.36 | EA
C0256 | U050000843 | CRIB1 502 A - - | TEE CROSS 4' X 1-1/2" CLASS A FLAT WHITE | 150 | 2.27 | 340.8 | 23-MAY-2016_06:21.36 | EA
C0256 | U050000854 | CRIB1 017 G - - | ACTIVE CUTTING FLUID, CONTAINER SIZE 1 GALLON, VISCOSITY SUS @ 100 DEGREES FAHRENHEIT 167, POUR POINT 30 DEGREES FAHRENHEIT, FLASH POINT 350 DEGREES FAHRENHEIT, CHLORINE 0.45 PERCENTAGE, TOTAL SULFUR 1.2 PERCENTAGE | 1 | 6 | 6 | 23-MAY-2016_06:21.36 | GAL
C0256 | U050000855 | CRIB1 017 D - - | CLEANER ICE MACHINE SANITIZER DISINFECTANT | 2 | 11 | 22 | 23-MAY-2016_06:21.36 | BT
C0256 | U050000856 | CRIB1 017 D - - | CLEANER ICE MACHINE REMOVES LIME SCALE DEPOSITS | 5 | 9.9 | 49.5 | 23-MAY-2016_06:21.36 | BT
C0256 | U050000857 | CRIB1 017 D - - | CLEANER NICKEL SAFE ICE MACHINE NSC 16 | 5 | 6.64 | 33.2 | 23-MAY-2016_06:21.36 | BT
C0256 | U050000858 | CRIB1 017 E - - | OIL HYDRANT | 17 | 8 | 136 | 23-MAY-2016_06:21.36 | BT
C0256 | U050000859 | CRIB1 502 B - - | REFRIGERATION OIL, 1 GAL CONTAINER, ZEROL 150, SOLVENCY, HIGH MISCIBILITY, LOW FOAMING, EXCELLENT THERMAL STABILITY, LOW FLOC POINT QUALITY, EXCELLENT COMPATIBILITY | 1 | 23.04 | 23.04 | 23-MAY-2016_06:21.36 | EA
C0256 | U050000860 | CRIB1 502 B - - | OIL REFRIGERATION NON FOAMING 300 CAT # L352 | 1 | 15 | 15 | 23-MAY-2016_06:21.36 | GAL
C0256 | U050000863 | CRIB1 017 E - - | STRIP HVAC/R CONDENSATE PAN STRIP | 4 | 4 | 16 | 23-MAY-2016_06:21.36 | BOX
C0256 | U050000865 | CRIB1 502 B - - | CHEMICAL ADAPTED NON-PATHOGENIC BACTERIA ORGANISMS 1800) 325-4869, 12.5 LBS | 2 | 564 | 1128 | 23-MAY-2016_06:21.36 | PAI
C0256 | U050000866 | CRIB1 037 A - - | TUBING PNEUMATIC 5/32", 250 FT | 4 | 26.36 | 105.44 | 23-MAY-2016_06:21.36 | RL
C0256 | U050000869 | CRIB1 040 A - - | TUBING PNEUMATIC 3/8" OD .062 WALL, 250 FT | 1 | 40.13 | 40.13 | 23-MAY-2016_06:21.36 | RL
C0256 | U050000870 | CRIB1 009 E - - | MOBILITH AW2, INDUSTRIAL GREASE, 14 OZ TUBE | 9 | 2.78 | 25.02 | 23-MAY-2016_06:21.36 | TB
C0256 | U050000872 | CRIB1 109 G - - | LAMP TUBULAR QUARTZ INFRARED 1600T3/CL | 7 | 33 | 231 | 23-MAY-2016_06:21.36 | EA
C0256 | U050000873 | CRIB1 074 B - - | COVER THERMOSTAT PLASTIC BLANK | 6 | 5 | 30 | 23-MAY-2016_06:21.36 | EA
C0256 | U050000874 | CRIB1 079 B - - | FUSE CLASS RK5 600 VOLTS TIME DELAY | 6 | 94 | 564 | 23-MAY-2016_06:21.36 | EA
C0256 | U050000875 | CRIB1 076 C - - | MOTOR 1/65 HP 1050 RPM 115 VOLT 1.1-.70 AMPS 2 SPEED CWSE ROTATION 5/16" X 2 1/2" SHAFT | 4 | 32 | 128 | 23-MAY-2016_06:21.36 | EA
C0256 | U050000876 | CRIB1 076 C - - | MOTOR 1/15 HP 1550 RPM 115 VOLT 1.9 AMPS 1 SPEED CCWSE ROTATION 5/16" X 2" SHAFT | 1 | 58.61 | 58.61 | 23-MAY-2016_06:21.36 | EA
C0256 | U050000877 | CRIB1 076 C - - | MOTOR 1/20 HP 1550 RPM 115 VOLT 1.5 AMPS 1 SPEED CCWSE ROTATION 5/16" X 2 1/2" SHAFT | 1 | 42 | 42 | 23-MAY-2016_06:21.36 | EA
C0256 | U050000878 | CRIB1 076 C - - | MOTOR ELECTRIC 1500 RPM, 230 VOLTS, .70 AMP, 1/4" X 20 SHAFT SHADED POLE 25 WATTS | 1 | 75.81 | 75.81 | 23-MAY-2016_06:21.36 | EA
C0256 | U050000879 | CRIB1 076 C - - | MOTOR 35W-230-1500 70 AMP ROTATION CCW SHAFT 1/4"-20 | 1 | 68 | 68 | 23-MAY-2016_06:21.36 | EA
C0256 | U050000880 | CRIB1 074 B - - | SWITCH CIRCUT LOCK DISCONNECT 30 AMP 600 VAC TYPE 4X 12K | 2 | 100 | 200 | 23-MAY-2016_06:21.36 | EA
C0256 | U050000881 | CRIB1 074 B - - | PUSHBUTTN, MOTOR CONTROL STATION, STOP-START PUSHBUTTON SURFACE MOUNT | 3 | 45 | 135 | 23-MAY-2016_06:21.36 | EA
C0256 | U050000883 | CRIB1 079 D - - | FUSE NON 100 ONT TIME 250 VOLT | 5 | 5 | 25 | 23-MAY-2016_06:21.36 | EA
C0256 | U050000884 | CRIB1 074 B - - | CONTACTOR 40 AMP 3 POLE 24 VOLT COIL | 5 | 33 | 165 | 23-MAY-2016_06:21.36 | EA
C0256 | U050000885 | CRIB1 074 C - - | ALTERNATOR MECHANISM | 4 | 68 | 272 | 23-MAY-2016_06:21.36 | EA
C0256 | U050000887 | CRIB1 074 C - - | CONTACT AUX | 11 | 14 | 154 | 23-MAY-2016_06:21.36 | EA
C0256 | U050000888 | CRIB1 074 C - - | CONTACTOR 120 VAC 50/60 HZ 30 AMP DPDT | 2 | 21.44 | 42.88 | 23-MAY-2016_06:21.36 | EA
C0256 | U050000889 | CRIB1 074 B - - | RELAY | 1 | 13 | 13 | 23-MAY-2016_06:21.36 | EA
C0256 | U050000890 | CRIB1 074 C - - | CONTACTOR 40 AMP 600 VOLT 3 POLE NORMALLY OPEN 24 VOLT COIL 50/60 HZ | 1 | 24.57 | 24.57 | 23-MAY-2016_06:21.36 | EA
C0256 | U050000891 | CRIB1 074 C - - | CONTACTOR,NO MODIFIER:CONTACTOR RBM TYPE 3 POLE DOUBLE THROW 12 FLA @ 125 VACCOIL 120 VAC | 3 | 38.5 | 115.5 | 23-MAY-2016_06:21.36 | EA
C0256 | U050000892 | CRIB1 080 C - - | FUSE,:40AA,250VV,DUAL ELEMENT TIME DELAY,CLASS RK5,FUSETRON: FRNR-40 FUSETRON *BUSS *40 AMP *250V | 4 | 6.05 | 24.2 | 23-MAY-2016_06:21.36 | EA
C0256 | U050000893 | CRIB1 080 C - - | FUSE,:2-1/2AA,250VV,DUAL ELEMENT TIME DELAY,CLASS RK5,FUSETRON: MFCTR: BUSSMAN MPART: FRN-R-2 1/2 | 13 | 3 | 39 | 23-MAY-2016_06:21.36 | EA
C0256 | U050000897 | CRIB1 079 E - - | FUSE FLM 1-1/4 250 VAC OR LESS TIME DELAY | 3 | 11.71 | 35.13 | 23-MAY-2016_06:21.36 | EA
C0256 | U050000898 | CRIB1 080 D - - | FUSE FRN-R 3-2/10 250 VOLT DUAL ELEMENT | 1 | 2 | 2 | 23-MAY-2016_06:21.36 | EA
C0256 | U050000899 | CRIB1 080 D - - | FUSE,:25AA,250VV,DUAL ELEMENT TIME DELAY,CLASS RK5,FUSETRON: FRNR-25 FUSETRON FUSE *BUSS *250V | 5 | 1.45 | 7.25 | 23-MAY-2016_06:21.36 | EA
C0256 | U050000900 | CRIB1 013 C - - | HINGES 4 1/2 INCH AMS X AWS SWING CLEAR US26D STEEL SCBB81 OFFSET | 4 | 22.25 | 89 | 23-MAY-2016_06:21.36 | EA
C0256 | U050000901 | CRIB1 013 C - - | HINGE 4 1/2 INCH X 4 1/2 INCH BALL BEARING US26D STEEL BB81 | 3 | 8.52 | 25.56 | 23-MAY-2016_06:21.36 | EA
C0256 | U050000916 | CRIB1 013 G - - | FILE CABINET LOCK SAME SIZE AS CHICAGO 5002-LP USES H-20 KEY BLANK KEYED DIFFERENT | 9 | 5.9 | 53.1 | 23-MAY-2016_06:21.36 | EA
C0256 | U050000920 | CRIB1 013 C - - | INSTALL-A-LOCK FOR 1 3/4 INCH DOOR 2 3/4 INCH BACKSET, 2 1/8 INCH BORE FINISH US32D SATIN STAINLESS STEEL | 2 | 13 | 26 | 23-MAY-2016_06:21.36 | EA
C0256 | U050000921 | CRIB1 012 B - - | CONVCAVE WALL STOP WITH CONCEALED MOUNTING US26D WITH RUBBER STOP | 3 | 3.5 | 10.5 | 23-MAY-2016_06:21.36 | EA
C0256 | U050000928 | CRIB1 013 F - - | WTQP CORE | 2 | 44 | 88 | 23-MAY-2016_06:21.36 | EA
C0256 | U050000929 | CRIB1 013 E - - | DOOR CLOSER | 1 | 108 | 108 | 23-MAY-2016_06:21.36 | EA
C0256 | U050000930 | CRIB1 013 E - - | SQUARE SPRING SLIDE BOLT, 6 INCH, BLACK | 5 | 4.01 | 20.05 | 23-MAY-2016_06:21.36 | EA
C0256 | U050000936 | CRIB1 900 A - - | ENGINE STARTING FLUID 11 OZ AEROSOL | 3 | 1.32 | 3.96 | 23-MAY-2016_06:21.36 | EA
C0256 | U050000938 | CRIB1 017 B - - | STEALTH INDUSTRIAL SKIN COATING, PROTECTS SKIN FROM GREASE, GRIME, AND SOIL BODY GUARD COMPLETE, | 3 | 21 | 63 | 23-MAY-2016_06:21.36 | EA
C0256 | U050000940 | CRIB1 003 D - - | OIL FILTER SPIN ON | 1 | 2.98 | 2.98 | 23-MAY-2016_06:21.36 | EA
C0256 | U050000947 | CRIB1 006 E - - | FILTER ELEMENT CROSSES TO NAPA 3394 | 1 | 4.4 | 4.4 | 23-MAY-2016_06:21.36 | EA
C0256 | U050000954 | CRIB1 003 E - - | SPIN ON FILTER CROSSES TO NAPA 1334 | 20 | 2.67 | 53.43 | 23-MAY-2016_06:21.36 | EA
C0256 | U050000955 | CRIB1 003 E - - | OIL FILTER CROSSES TO NAPA 1452 | 10 | 3.09 | 30.93 | 23-MAY-2016_06:21.36 | EA
C0256 | U050000964 | CRIB1 006 F - - | FUEL FILTER | 1 | 2.71 | 2.71 | 23-MAY-2016_06:21.36 | EA
C0256 | U050000966 | CRIB1 010 G - - | BATTERY TERMINAL HEAVY DUTY 6 GAGE TO 2/0 GAGE 10 PER PACK | 85 | 1.09 | 92.65 | 23-MAY-2016_06:21.36 | EA
C0256 | U050000968 | CRIB1 005 D - - | AIR FILTER | 2 | 24.77 | 49.54 | 23-MAY-2016_06:21.36 | EA
C0256 | U050000969 | CRIB1 005 E - - | FILTER ELEMENT | 2 | 47.96 | 95.92 | 23-MAY-2016_06:21.36 | EA
C0256 | U050000970 | CRIB1 005 E - - | AIR FILTER ELEMENT CROSSES TO NAP 6449 | 3 | 8.12 | 24.36 | 23-MAY-2016_06:21.36 | EA
C0256 | U050000971 | CRIB1 005 E - - | AIR FILTER ELEMENT | 2 | 30.09 | 60.18 | 23-MAY-2016_06:21.36 | EA
C0256 | U050000972 | CRIB1 005 E - - | AIR FILTER ELEMENT | 4 | 40.49 | 161.96 | 23-MAY-2016_06:21.36 | EA
C0256 | U050000973 | CRIB1 005 F - - | FILTER ELEMENT CROSSES TO NAPA 6437 | 2 | 9.9 | 19.8 | 23-MAY-2016_06:21.36 | EA
C0256 | U050000974 | CRIB1 005 F - - | FILTER ELEMENT CROSSES TO NAPA 2222 | 2 | 10.04 | 20.08 | 23-MAY-2016_06:21.36 | EA
C0256 | U050000975 | CRIB1 005 F - - | FILTER ELEMENT CROSSES TO NAPA 2769 | 2 | 9.88 | 19.76 | 23-MAY-2016_06:21.36 | EA
C0256 | U050000977 | CRIB1 003 E - - | FILTER SPIN ON | 10 | 2.49 | 24.9 | 23-MAY-2016_06:21.36 | EA
C0256 | U050000979 | CRIB1 005 F - - | AIR FILTER ELEMENT CROSSES TO NAPA 6522 | 1 | 9.6 | 9.6 | 23-MAY-2016_06:21.36 | EA
C0256 | U050000980 | CRIB1 005 G - - | AIR FILTER ELEMENT CROSSES TO NAPA 6683 | 1 | 20.99 | 20.99 | 23-MAY-2016_06:21.36 | EA
C0256 | U050000981 | CRIB1 005 G - - | AIR FILTER ELEMENT | 2 | 23.19 | 46.38 | 23-MAY-2016_06:21.36 | EA
C0256 | U050000984 | CRIB1 021 A - - | FLEX COUPLING 12 1/2 INCHES WIDE X 8 INCH NOMIAL SIZE WITH ALLOY BOLTS AND METAL COVER OVER RUBBER BOOT | 2 | 170 | 340 | 23-MAY-2016_06:21.36 | EA
C0256 | U050000985 | CRIB1 021 A - - | FLEX COUPLING 12 1/2 INCHES WIDE X 6 INCH NOMIAL SIZE WITH ALLOY BOLTS AND METAL COVER OVER RUBBER BOOT | 1 | 138 | 138 | 23-MAY-2016_06:21.36 | EA
C0256 | U050000986 | CRIB1 055 B - - | SHOWER STEM SPINDALE ASSEMBLY FOR TA-10, SA-10, C-5 | 11 | 43.95 | 483.45 | 23-MAY-2016_06:21.36 | EA
C0256 | U050000987 | CRIB1 055 B - - | SHOWER LIMIT STOP | 1 | 2 | 2 | 23-MAY-2016_06:21.36 | EA
C0256 | U050000988 | CRIB1 055 B - - | SHOWER CAP GASKET | 7 | 1 | 7 | 23-MAY-2016_06:21.36 | EA
C0256 | U050000989 | CRIB1 055 B - - | SHOWER BODY GASKET | 4 | 1 | 4 | 23-MAY-2016_06:21.36 | EA
C0256 | U050000990 | CRIB1 055 B - - | SYMMONS SHOWER HW GASKET | 4 | 2 | 8 | 23-MAY-2016_06:21.36 | EA
C0256 | U050000991 | CRIB1 055 B - - | THREAD REPAIR INSERT KIT | 3 | 1 | 3 | 23-MAY-2016_06:21.36 | EA
C0256 | U050000992 | CRIB1 054 B - - | REBUILD KIT FOR DELTA FACUET DE-8 SINGLE LEVER CONTAINS 0180298 SPRING AND 0180265 SEAL | 2 | 2.92 | 5.84 | 23-MAY-2016_06:21.36 | EA
C0256 | U050000993 | CRIB1 055 B - - | LEVER HANDLE TEMPTROL LAV | 2 | 13.92 | 27.84 | 23-MAY-2016_06:21.36 | EA
C0256 | U050000994 | CRIB1 055 B - - | SHOWER HEAD #3 ALL PLASTIC | 3 | 9 | 27 | 23-MAY-2016_06:21.36 | EA
C0256 | U050000995 | CRIB1 055 B - - | POWERS SHOWER LEVER HANDLE POW 4 | 9 | 20 | 180 | 23-MAY-2016_06:21.36 | EA
C0256 | U050000996 | CRIB1 055 B - - | SHOWER REPAIR KIT | 5 | 7 | 35 | 23-MAY-2016_06:21.36 | EA
C0256 | U050000997 | CRIB1 055 C - - | POWERS RETAINING RING | 10 | 3 | 30 | 23-MAY-2016_06:21.36 | EA
C0256 | U050000999 | CRIB1 055 C - - | POWERS BONNET | 7 | 21 | 147 | 23-MAY-2016_06:21.36 | EA
C0256 | U050001000 | CRIB1 055 C - - | SHOWER VALVE COMBINATION SEAT REPAIR KIT | 4 | 9 | 36 | 23-MAY-2016_06:21.36 | EA
C0256 | U050001002 | CRIB1 053 B - - | CAM ESCUTHEON | 5 | 4 | 20 | 23-MAY-2016_06:21.36 | EA
C0256 | U050001003 | CRIB1 050 B - - | FAUCET REPAIR KIT | 7 | 5 | 35 | 23-MAY-2016_06:21.36 | EA
C0256 | U050001004 | CRIB1 055 C - - | STEM,NO MODIFIER:STEM ASSEMBLY | 1 | 46 | 46 | 23-MAY-2016_06:21.36 | EA
C0256 | U050001005 | CRIB1 053 B - - | SHOWER VALVE HANDLE REBUILD KIT | 10 | 13 | 130 | 23-MAY-2016_06:21.36 | EA
C0256 | U050001006 | CRIB1 054 B - - | SYMMONS SHOWER VALVE CAP SHOWER GASKET | 6 | 2 | 12 | 23-MAY-2016_06:21.36 | EA
C0256 | U050001007 | CRIB1 054 B - - | SYMMONS SHOWER VALVE REBUILD KIT SY-6 TEMPTROL 76 MODELS S-96-2 OR S-86-2 MODEL A, S-96-1 OR S-86-1 MODEL B , 96-1 OR 86-1 MODEL C | 4 | 6 | 24 | 23-MAY-2016_06:21.36 | EA
C0256 | U050001008 | CRIB1 054 B - - | POWERS SEAT VALVE ASSEMBLY REBUILD KIT FOR MODEL I-6 | 6 | 56 | 336 | 23-MAY-2016_06:21.36 | EA
C0256 | U050001009 | CRIB1 054 B - - | GASKET REPAIR KIT | 12 | 1 | 12 | 23-MAY-2016_06:21.36 | EA
C0256 | U050001010 | CRIB1 055 C - - | THERMOSTATIC CONTROL ASSEMBLY | 3 | 208.32 | 624.96 | 23-MAY-2016_06:21.36 | EA
C0256 | U050001011 | CRIB1 055 D - - | SHOWER REBUILD KIT CONTAINS 05416, 05470, KIT1/55, R/55N, SPINDALE AND MOUNTING BRACKET | 1 | 63 | 63 | 23-MAY-2016_06:21.36 | EA
C0256 | U050001012 | CRIB1 055 D - - | STEM,NO MODIFIER:SYMMONS MIXING VALVE STEM ASSEMBLY HANDLE | 1 | 12 | 12 | 23-MAY-2016_06:21.36 | EA
C0256 | U050001013 | CRIB1 050 D - - | DELTA FACUET TWO HANDLE DIVERTER KITCHEN REPAIR KIT SEATS AND SPRINGS | 3 | 3 | 9 | 23-MAY-2016_06:21.36 | EA
C0256 | U050001014 | CRIB1 051 B - - | CHICAGO FAUCET DOUBLE SWING SPOUT REPAIR KIT (051912, 051920, 051631) | 2 | 7 | 14 | 23-MAY-2016_06:21.36 | EA
C0256 | U050001015 | CRIB1 053 B - - | ROUND HEAD BRASS HANDLE SCREWS PHILLIPS #73 CP | 24 | 0.07 | 1.68 | 23-MAY-2016_06:21.36 | EA
C0256 | U050001017 | CRIB1 052 B - - | BRADLEY FAUCET REPAIR KIT CAM BEARINGS SHAFT | 1 | 5 | 5 | 23-MAY-2016_06:21.36 | EA
C0256 | U050001019 | CRIB1 049 D - - | FAUCET AERATOR #3 MALE 13/16 THREAD | 10 | 1.69 | 16.9 | 23-MAY-2016_06:21.36 | EA
C0256 | U050001021 | CRIB1 055 D - - | SYMMONS REBUILD KIT CONTAINS CSE-31, CE028,CSE-35,CSE-33,CSE-32, CSE-32B, CSE-34 | 1 | 36 | 36 | 23-MAY-2016_06:21.36 | EA
C0256 | U050001022 | CRIB1 053 B - - | CHICAGO FAUCET REPAIR KIT ASSORTED PARTS | 1 | 19 | 19 | 23-MAY-2016_06:21.36 | EA
C0256 | U050001024 | CRIB1 054 B - - | STANDARD AERATOR 2.2 GPM 15/16 THREAD #6 | 29 | 1.13 | 32.77 | 23-MAY-2016_06:21.36 | EA
C0256 | U050001026 | CRIB1 052 B - - | AMERICAN STANDARD SINGLE LEVER CARTRIDGE ASSEMBLY KIT AQUARIAN FAUCET 1-3/4 INCH | 2 | 28 | 56 | 23-MAY-2016_06:21.36 | EA
C0256 | U050001028 | CRIB1 055 D - - | CHROME PLATED BRASS SHOWER ARM 6 INCH THREADED BOTH ENDS | 6 | 5 | 30 | 23-MAY-2016_06:21.36 | EA
C0256 | U050001029 | CRIB1 055 D - - | TEMPERATURE MIXING VALVE | 1 | 45 | 45 | 23-MAY-2016_06:21.36 | EA
C0256 | U050001030 | CRIB1 055 D - - | TEMPCONTROL SLEEVE O-RINGS 3 PER PACK FOR CARTRIDGE #5=1000NW | 12 | 8 | 96 | 23-MAY-2016_06:21.36 | PK
C0256 | U050001031 | CRIB1 053 B - - | PACKING REPAIR KIT | 1 | 50 | 50 | 23-MAY-2016_06:21.36 | EA
C0256 | U050001032 | CRIB1 054 B - - | AERATOR ADAPTER | 1 | 1 | 1 | 23-MAY-2016_06:21.36 | EA
C0256 | U050001033 | CRIB1 051 D - - | DIAL ESE CORK GASKET | 15 | 0.44 | 6.6 | 23-MAY-2016_06:21.36 | EA
C0256 | U050001035 | CRIB1 055 E - - | VALVE HANDLE | 2 | 25 | 50 | 23-MAY-2016_06:21.36 | EA
C0256 | U050001036 | CRIB1 055 E - - | VALVE BRIDGE ASSEMBLY | 2 | 105 | 210 | 23-MAY-2016_06:21.36 | EA
C0256 | U050001037 | CRIB1 055 E - - | VALVE STOP STEM WASHER ASSEMBLY | 2 | 6 | 12 | 23-MAY-2016_06:21.36 | EA
C0256 | U050001038 | CRIB1 055 E - - | VALVE STOP STEM | 2 | 3 | 6 | 23-MAY-2016_06:21.36 | EA
C0256 | U050001039 | CRIB1 055 E - - | VALVE PACKING RINGS | 2 | 1 | 2 | 23-MAY-2016_06:21.36 | EA
C0256 | U050001040 | CRIB1 055 E - - | VALVE STEM PTOP PACKING RINGS | 2 | 1 | 2 | 23-MAY-2016_06:21.36 | EA
C0256 | U050001042 | CRIB1 055 E - - | STOP REPAIR SPINDLE STEM 1 PAIR PER PACK | 14 | 18 | 252 | 23-MAY-2016_06:21.36 | PAK
C0256 | U050001044 | CRIB1 051 C - - | AQUARIAN DIVERTER AND RETAINER STOP SET | 8 | 15 | 120 | 23-MAY-2016_06:21.36 | EA
C0256 | U050001045 | CRIB1 050 B - - | BONNET, PLASTIC HOUSING, KNOB | 7 | 5 | 35 | 23-MAY-2016_06:21.36 | EA
C0256 | U050001046 | CRIB1 050 D - - | FACUET SINGLE LEVER REBUILD KIT CONTAINS SCREW #74 INDEX BUTTON AND HANDLE | 1 | 4 | 4 | 23-MAY-2016_06:21.36 | RL
C0256 | U050001047 | CRIB1 053 B - - | FELT FAUCET WASHERS STEM PACKING FOR CHICAGO FAUCET | 25 | 1 | 25 | 23-MAY-2016_06:21.36 | EA
C0256 | U050001048 | CRIB1 053 B - - | BRASS FLAT WASHER BR-3 OD 3/8 INCH X ID 9/64 INCH X 1/32 INCH THK | 7 | 1 | 7 | 23-MAY-2016_06:21.36 | EA
C0256 | U050001050 | CRIB1 053 B - - | FAUCET FIBRE WASHER | 6 | 1 | 6 | 23-MAY-2016_06:21.36 | EA
C0256 | U050001051 | CRIB1 050 B - - | FAUCET RUBBER SLIP JOINT WASHER | 10 | 0.48 | 4.8 | 23-MAY-2016_06:21.36 | EA
C0256 | U050001052 | CRIB1 055 E - - | ESCUTCHEON FLAT HEAD SCREWS PHILLIPS 2 PER PACKAGE | 6 | 2 | 12 | 23-MAY-2016_06:21.36 | EA
C0256 | U050001053 | CRIB1 052 B - - | COMPLETE REPAIR KIT 3/4 INCH FOR VALVES MADE AFTER 1953 M-74 | 1 | 80 | 80 | 23-MAY-2016_06:21.36 | EA
C0256 | U050001054 | CRIB1 053 B - - | FAUCET BARREL SCREWS CHICAGO FAUCET | 5 | 0.6 | 3 | 23-MAY-2016_06:21.36 | EA
C0256 | U050001055 | CRIB1 055 E - - | REBUILD KIT FOR MIXING VALVE TEMPTROL MODEL A,B, OR C, KIT T | 8 | 10 | 80 | 23-MAY-2016_06:21.36 | EA
C0256 | U050001056 | CRIB1 049 C - - | 3/8 INCH BACK FLOW PREVENTION REBUILD KIT EDP 878610 KIT# 288A388ASC | 15 | 22.64 | 339.6 | 23-MAY-2016_06:21.36 | EA
C0256 | U050001057 | CRIB1 049 C - - | 1/2 INCH BACK FLOW PREVENTION REBUILD KIT EDP 878620 KIT# 288A388ASC | 9 | 16.16 | 145.44 | 23-MAY-2016_06:21.36 | EA
C0256 | U050001058 | CRIB1 049 C - - | 1/2 INCH ANTI-SIPHON VACUUM BREAKER | 1 | 47 | 47 | 23-MAY-2016_06:21.36 | EA
C0256 | U050001059 | CRIB1 051 C - - | AMERICAN STANDARD FLOAT | 4 | 7 | 28 | 23-MAY-2016_06:21.36 | EA
C0256 | U050001062 | CRIB1 902 B - - | ALL-PURPOSE CLEANER TYPE: ALL-PURPOSE CLEANER CONTAINER SIZE: 16 OZ. FOR USE WITH: ABS, PVC, & CPVC FOR ALL DIAMETERS | 1 | 5.47 | 5.47 | 23-MAY-2016_06:21.36 | EA
C0256 | U050001063 | CRIB1 051 C - - | VACUUM BREAKER REPAIR KIT BACK FLOW PREVENTER | 4 | 22.41 | 89.64 | 23-MAY-2016_06:21.36 | EA
C0256 | U050001064 | CRIB1 051 B - - | CHICAGO FAUCT SLEEVE RIGHT HAND THREADED (QUATURN) 1R | 3 | 2.28 | 6.84 | 23-MAY-2016_06:21.36 | EA
C0256 | U050001066 | CRIB1 050 B - - | FAUCET LOCKING CLIP | 6 | 0.55 | 3.3 | 23-MAY-2016_06:21.36 | EA
C0256 | U050001067 | CRIB1 052 B - - | COLD WATER FAUCET HANDLE FOR HERITAGE TRIM AQUASEAL LAVATORY FIXTURES AS-9C | 3 | 14.29 | 42.87 | 23-MAY-2016_06:21.36 | EA
C0256 | U050001068 | CRIB1 049 C - - | 3/8 INCH ANTI SIPHON VACUUM BREAKER CHROME | 7 | 39.99 | 279.93 | 23-MAY-2016_06:21.36 | EA
C0256 | U050001071 | CRIB1 051 B - - | VACUUM BREAKER DISC ASSEMBLY | 8 | 14.15 | 113.2 | 23-MAY-2016_06:21.36 | EA
C0256 | U050001074 | CRIB1 058 D - - | CLOSET BOLT NP HEAD WITH OVAL WASHER AND ACORN NUT 2 1/4 X 5/16 | 12 | 0.62 | 7.44 | 23-MAY-2016_06:21.36 | EA
C0256 | U050001075 | CRIB1 053 B - - | FAUCET STEM HOT WATER SEX.# 86322 | 6 | 6 | 36 | 23-MAY-2016_06:21.36 | EA
C0256 | U050001076 | CRIB1 053 B - - | FAUCET VALVE STEM COLD WATER SEX.# 86330 | 6 | 6 | 36 | 23-MAY-2016_06:21.36 | EA
C0256 | U050001077 | CRIB1 051 D - - | METAL FAUCET HANDLE HOT WATER 5 RIBS WITH SCREW AND SCREW COVER | 7 | 11 | 77 | 23-MAY-2016_06:21.36 | EA
C0256 | U050001084 | CRIB1 047 F - - | SMALL STEAM KETTLE HANDLE RADIATOR VALVE HANDLE HARD BLACK PLASTIC | 10 | 3 | 30 | 23-MAY-2016_06:21.36 | EA
C0256 | U050001085 | CRIB1 047 F - - | LARGE STEAM KETTLE HANDLE RADIATOR VALVE HANDLE HARD BLACK PLASTIC | 4 | 7 | 28 | 23-MAY-2016_06:21.36 | EA
C0256 | U050001088 | CRIB1 051 D - - | METAL COLD WATER FAUCET HANDLE 5 RIBS | 3 | 5.72 | 17.16 | 23-MAY-2016_06:21.36 | EA
C0256 | U050001092 | CRIB1 052 B - - | SINGLE HANDLE CERAMIC DISC CARTRIDGE | 6 | 32.16 | 192.96 | 23-MAY-2016_06:21.36 | EA
C0256 | U050001094 | CRIB1 051 C - - | LEFT HAND THREAD STEM ASSEMBLY COLD AS-16L | 5 | 6 | 30 | 23-MAY-2016_06:21.36 | EA
C0256 | U050001095 | CRIB1 051 C - - | RIGHT HAND THREAD STEM ASSEMBLY HOT AS-16R | 2 | 2.64 | 5.28 | 23-MAY-2016_06:21.36 | EA
C0256 | U050001096 | CRIB1 053 B - - | STEM,NO MODIFIER:LEFT HAND THREADED STEM ASSEMBLY | 3 | 5 | 15 | 23-MAY-2016_06:21.36 | EA
C0256 | U050001097 | CRIB1 051 G - - | BATHTUB SPOUT WITH DIVERTER | 1 | 9 | 9 | 23-MAY-2016_06:21.36 | EA
C0256 | U050001098 | CRIB1 053 B - - | STEM PACKING CONE/CAP | 9 | 1.04 | 9.36 | 23-MAY-2016_06:21.36 | EA
C0256 | U050001100 | CRIB1 053 C - - | FAUCET SEATS | 33 | 1.01 | 33.33 | 23-MAY-2016_06:21.36 | EA
C0256 | U050001102 | CRIB1 054 C - - | VALVE SEAT FOR DIAPHRAM BUSHING | 10 | 3.2 | 32 | 23-MAY-2016_06:21.36 | EA
C0256 | U050001103 | CRIB1 054 C - - | VALVE O-RINGS | 90 | 0.03 | 2.7 | 23-MAY-2016_06:21.36 | EA
C0256 | U050001106 | CRIB1 051 F - - | AMERICAN STANDARD LEVER FAUCET HANDLE HOT CENTER STEM | 5 | 3 | 15 | 23-MAY-2016_06:21.36 | EA
C0256 | U050001107 | CRIB1 051 F - - | AMERICAN STANDARD FAUCET HANDLE COLD WATER CENTER STEM | 2 | 2.38 | 4.76 | 23-MAY-2016_06:21.36 | EA
C0256 | U050001108 | CRIB1 051 F - - | FITS ALL BRASS FAUCET INSERT | 16 | 3.25 | 52 | 23-MAY-2016_06:21.36 | EA
C0256 | U050001109 | CRIB1 051 F - - | STAR SHAPED UNIVERSAL REPLACEMENT HANDLES | 2 | 2.9 | 5.8 | 23-MAY-2016_06:21.36 | EA
C0256 | U050001110 | CRIB1 051 F - - | AMERICAN STANDARD INDEX BUTTON COLD 6C | 17 | 0.56 | 9.52 | 23-MAY-2016_06:21.36 | EA
C0256 | U050001113 | CRIB1 051 D - - | FAUCET STEM RIGHT HAND THREAD | 1 | 3.28 | 3.28 | 23-MAY-2016_06:21.36 | EA
C0256 | U050001114 | CRIB1 051 G - - | BATH TUB SPOUT WITH DIVERTER | 1 | 22 | 22 | 23-MAY-2016_06:21.36 | EA
C0256 | U050001115 | CRIB1 051 F - - | UNIVERSAL REPLACEMENT HAPADDLE STYLE HANDLES FOR FAUCETS SET CONTAINS 1 HOT AND 1 COLD HANDLE | 4 | 3 | 12 | 23-MAY-2016_06:21.36 | EA
C0256 | U050001116 | CRIB1 053 C - - | REPLACEMENT HANDLES 4 INCH PADDLE STYLE FOR FAUCET | 18 | 21.91 | 394.38 | 23-MAY-2016_06:21.36 | EA
C0256 | U050001117 | CRIB1 050 C - - | FIBRE FAUCET WASHER | 7 | 0.1 | 0.7 | 23-MAY-2016_06:21.36 | EA
C0256 | U050001118 | CRIB1 051 C - - | AMERICAN STANDARD FAUCET HANDLE HOT WATER BUTTON CHROME 6H | 23 | 0.56 | 12.88 | 23-MAY-2016_06:21.36 | EA
C0256 | U050001119 | CRIB1 051 F - - | HOSE BIB KIT INCLUDES ( 2449920, 249862, 249995,249870) | 1 | 21.29 | 21.29 | 23-MAY-2016_06:21.36 | EA
C0256 | U050001120 | CRIB1 051 E - - | CRANE WASHER REBUILD KIT | 4 | 9.59 | 38.36 | 23-MAY-2016_06:21.36 | EA
C0256 | U050001121 | CRIB1 049 D - - | BUSHING, DIAPHRAGM BUSHING F/LOW CONSUMPTION WATER CLOSET 1.6 GPF #F16 | 5 | 1.62 | 8.1 | 23-MAY-2016_06:21.36 | EA
C0256 | U050001122 | CRIB1 051 E - - | KOHLER SINGLE HANDLE LAVATORY FAUCET SPOUT SWING POST CONE CENTER | 3 | 5 | 15 | 23-MAY-2016_06:21.36 | EA
C0256 | U050001123 | CRIB1 049 D - - | FLUSH VALVE SEAT GUIDE | 24 | 5.8 | 139.2 | 23-MAY-2016_06:21.36 | EA
C0256 | U050001124 | CRIB1 049 D - - | COVER FOR REGULATING SCREW | 5 | 1.32 | 6.6 | 23-MAY-2016_06:21.36 | EA
C0256 | U050001125 | CRIB1 049 D - - | HANDLE RETAINING NUT | 8 | 4 | 32 | 23-MAY-2016_06:21.36 | EA
C0256 | U050001126 | CRIB1 050 C - - | REBUILDING KIT FOR KO-6 FAUCET | 3 | 2 | 6 | 23-MAY-2016_06:21.36 | EA
C0256 | U050001128 | CRIB1 067 C - - | WALL HYDRANT STEMS | 5 | 7 | 35 | 23-MAY-2016_06:21.36 | EA
C0256 | U050001130 | CRIB1 050 C - - | STEM ASSEMBLY KEFT HAND THREAD BRADLEY BRA-2L | 4 | 13 | 52 | 23-MAY-2016_06:21.36 | EA
C0256 | U050001131 | CRIB1 050 C - - | FAUCET STEM ASSEMBLY RIGHT HAND THREAD BRADLEY RH STEM BRA-2R | 4 | 5.43 | 21.72 | 23-MAY-2016_06:21.36 | EA
C0256 | U050001132 | CRIB1 055 F - - | VALVE REBUILD KIT | 1 | 66.34 | 66.34 | 23-MAY-2016_06:21.36 | EA
C0256 | U050001133 | CRIB1 055 F - - | VALVE REBUILD KIT | 1 | 66.34 | 66.34 | 23-MAY-2016_06:21.36 | EA
C0256 | U050001134 | CRIB1 055 F - - | VALVE REBUILD KIT | 1 | 66.34 | 66.34 | 23-MAY-2016_06:21.36 | EA
C0256 | U050001135 | CRIB1 053 C - - | SUPPLY NIPPLE 3/8 INCH | 14 | 7.03 | 98.42 | 23-MAY-2016_06:21.36 | EA
C0256 | U050001136 | CRIB1 053 C - - | SUPPLY NIPPLE 1/2 INCH | 5 | 7.36 | 36.8 | 23-MAY-2016_06:21.36 | EA
C0256 | U050001137 | CRIB1 053 C - - | SUPPLY NIPPLE 3/8 INCH | 5 | 5.94 | 29.7 | 23-MAY-2016_06:21.36 | EA
C0256 | U050001138 | CRIB1 053 C - - | SUPPLY NIPPLE 3/8 INCH | 2 | 10 | 20 | 23-MAY-2016_06:21.36 | EA
C0256 | U050001139 | CRIB1 053 C - - | SUPPLY NIPPLE1/2 INCH X 3 3/8 INCH | 6 | 6 | 36 | 23-MAY-2016_06:21.36 | EA
C0256 | U050001140 | CRIB1 055 F - - | HANDICAP SHOWER HOSE 60 INCH | 3 | 33.25 | 99.75 | 23-MAY-2016_06:21.36 | EA
C0256 | U050001141 | CRIB1 064 C - - | EYE WASH FOUNTIAN HEADS | 3 | 59 | 177 | 23-MAY-2016_06:21.36 | EA
C0256 | U050001143 | CRIB1 054 C - - | WASHER | 13 | 1 | 13 | 23-MAY-2016_06:21.36 | EA
C0256 | U050001144 | CRIB1 053 D - - | HOSE REEL STOP | 2 | 15 | 30 | 23-MAY-2016_06:21.36 | EA
C0256 | U050001145 | CRIB1 053 D - - | SPRAY CUP | 4 | 5.83 | 23.32 | 23-MAY-2016_06:21.36 | EA
C0256 | U050001146 | CRIB1 054 C - - | FAUCET SPREADER WASHER | 6 | 1 | 6 | 23-MAY-2016_06:21.36 | EA
C0256 | U050001147 | CRIB1 054 C - - | REPAIR KIT WASHER & O-RING | 1 | 7 | 7 | 23-MAY-2016_06:21.36 | EA
C0256 | U050001148 | CRIB1 055 F - - | HANDICAP SWIVEL CONNECTOR | 12 | 8 | 96 | 23-MAY-2016_06:21.36 | EA
C0256 | U050001149 | CRIB1 054 C - - | SPRAY HOSE HANDLES | 21 | 24.08 | 505.68 | 23-MAY-2016_06:21.36 | EA
C0256 | U050001151 | CRIB1 055 F - - | SHOWER VALVE COVER | 6 | 25 | 150 | 23-MAY-2016_06:21.36 | EA
C0256 | U050001152 | CRIB1 053 D - - | SPRAY HOSE FACE PLATE SCREWS FLAT HEAD PHILLIPS MACHINE SCREW | 14 | 1 | 14 | 23-MAY-2016_06:21.36 | EA
C0256 | U050001153 | CRIB1 054 D - - | SPRAY HOSE FACE PLATE | 28 | 9.53 | 266.84 | 23-MAY-2016_06:21.36 | EA
C0256 | U050001154 | CRIB1 062 B - - | DRESSER COUPLING 3/4 INCH GALVANIZED | 1 | 8 | 8 | 23-MAY-2016_06:21.36 | EA
C0256 | U050001155 | CRIB1 062 B - - | DRESSER COUPLING 1/2 INCH GALVANIZED 2 1/4 INCH LONG FOR IPS & SCHEDULE 40 PIPE | 2 | 6 | 12 | 23-MAY-2016_06:21.36 | EA
C0256 | U050001157 | CRIB1 053 D - - | SPRAY HOSE RING HOLD DOWN | 4 | 2 | 8 | 23-MAY-2016_06:21.36 | EA
C0256 | U050001158 | CRIB1 053 D - - | SPRAY HOSE HEAD | 1 | 103.57 | 103.57 | 23-MAY-2016_06:21.36 | EA
C0256 | U050001159 | CRIB1 054 D - - | SPRAY HOSE O-RING | 8 | 3 | 24 | 23-MAY-2016_06:21.36 | EA
C0256 | U050001160 | CRIB1 053 D - - | FAUCET SPOUT 12 INCH SWING | 4 | 26.84 | 107.36 | 23-MAY-2016_06:21.36 | EA
C0256 | U050001162 | CRIB1 053 D - - | SPRAY HOSE 44 INCHES LONG | 2 | 48.87 | 97.74 | 23-MAY-2016_06:21.36 | EA
C0256 | U050001163 | CRIB1 053 D - - | SPRAY HOSE 26 INCHES LONG | 2 | 53.46 | 106.92 | 23-MAY-2016_06:21.36 | EA
C0256 | U050001166 | CRIB1 049 D - - | FLUSHBOY URINAL REBUILDING KIT FOR VALVE WITH 3/4 INCH OR LESS SUPPLY 3UP | 1 | 11.75 | 11.75 | 23-MAY-2016_06:21.36 | EA
C0256 | U050001169 | CRIB1 052 C - - | AMERICAN STANDARD AQUASEAL/HERITAGE FAUCET WASHER DIAPHRAGM/GASKET | 53 | 0.97 | 51.41 | 23-MAY-2016_06:21.36 | EA
C0256 | U050001170 | CRIB1 049 D - - | VACUUM BREAKER RUBBER SLEEVE | 4 | 3.87 | 15.48 | 23-MAY-2016_06:21.36 | EA
C0256 | U050001172 | CRIB1 052 C - - | BALLCOK REPAIR KIT (AS B1 DIAPHRAGM, SEAT & PLUNGER) MODEL N03015, N-3025 | 7 | 2 | 14 | 23-MAY-2016_06:21.36 | EA
C0256 | U050001174 | CRIB1 048 B - - | FLUSH HANDLE REBUILD KIT USED ON SL-1 OR SL-9 OLD STYLE | 8 | 3 | 24 | 23-MAY-2016_06:21.36 | EA
C0256 | U050001175 | CRIB1 051 E - - | DIAL ESE SEAT WASHER SEMI HARD OD 25/32" X ID 7/16" X THK 9/64" | 8 | 0.75 | 6 | 23-MAY-2016_06:21.36 | EA
C0256 | U050001176 | CRIB1 048 B - - | TEFLON DIE FORMED STOP PACKING | 17 | 0.94 | 15.98 | 23-MAY-2016_06:21.36 | EA
C0256 | U050001177 | CRIB1 048 B - - | LOCK SHIELD | 4 | 5.24 | 20.96 | 23-MAY-2016_06:21.36 | EA
C0256 | U050001178 | CRIB1 049 E - - | VENT, VACUUM BREAKER, VENT FLUSH CONNECTION (TAILPIECE VENTED) | 2 | 12.02 | 24.04 | 23-MAY-2016_06:21.36 | EA
C0256 | U050001179 | CRIB1 058 C - - | WAX RING FLOOR OUTLET TOILET BOWLS FOR 4 INCH CAST IRON PIPE | 1 | 1.58 | 1.58 | 23-MAY-2016_06:21.36 | EA
C0256 | U050001185 | CRIB1 063 E - - | SLIP JOINT EXTENSION TUBE 1 1/2 INCH X 8 INCH 17 GAUGE WITH FRICTION RING, WASHER AND NUT CHROME PLATED BRASS | 1 | 10.23 | 10.23 | 23-MAY-2016_06:21.36 | EA
C0256 | U050001186 | CRIB1 058 F - - | TOILET TANK REPLACMENT HANDLE KIT INCLUDES CHROME HANDLE, BRASS EXTENSION, WASHER, NUT AND CONNECTOR | 6 | 2.73 | 16.38 | 23-MAY-2016_06:21.36 | EA
C0256 | U050001187 | CRIB1 049 E - - | CHROME PLATED PROTECTING CAP FOR STOP VALVE | 17 | 2 | 34 | 23-MAY-2016_06:21.36 | EA
C0256 | U050001188 | CRIB1 058 D - - | CLOSET TOILET BOLTS 1/4 INCH X 2 1/4 INCH BRASS FLAT HEAD WITH OVAL WASHER AND ACORN NUT | 13 | 7.76 | 100.88 | 23-MAY-2016_06:21.36 | EA
C0256 | U050001194 | CRIB1 050 C - - | FAUCET BRASS WASHER | 8 | 0.13 | 1.04 | 23-MAY-2016_06:21.36 | EA
C0256 | U050001195 | CRIB1 050 C - - | NYLON AND BRASS VALVE SEAT | 6 | 2.8 | 16.8 | 23-MAY-2016_06:21.36 | EA
C0256 | U050001196 | CRIB1 054 D - - | SLIP JOINT NUT 2 INCH CHROME PLATED | 9 | 2 | 18 | 23-MAY-2016_06:21.36 | EA
C0256 | U050001197 | CRIB1 067 C - - | HYDRANT REBUILD KIT FOR JOSAM 1420N O.S, 71950 N.S | 10 | 32 | 320 | 23-MAY-2016_06:21.36 | EA
C0256 | U050001199 | CRIB1 054 D - - | SLIP JOINT WASHER PLASTIC 1 1/2 INCH FOR TAIL PIECE | 11 | 0.12 | 1.32 | 23-MAY-2016_06:21.36 | EA
C0256 | U050001200 | CRIB1 079 E - - | FUSE,:10AA,250VV,DUAL ELEMENT TIME DELAY,FUSETRON: #FNM10 | 13 | 2.88 | 37.44 | 23-MAY-2016_06:21.36 | EA
C0256 | U050001201 | CRIB1 079 E - - | FUSE SC 25 CLASS G 300 VOLTS OR LESS AC | 3 | 6.59 | 19.77 | 23-MAY-2016_06:21.36 | EA
C0256 | U050001202 | CRIB1 079 E - - | FUSE KTK-R-6 AMP 600 VOLT AC/DC | 1 | 7.15 | 7.15 | 23-MAY-2016_06:21.36 | EA
C0256 | U050001203 | CRIB1 079 E - - | FUSE SC 30 CLASS G 300 VOLT AC | 5 | 3.71 | 18.55 | 23-MAY-2016_06:21.36 | EA
C0256 | U050001204 | CRIB1 079 E - - | FUSE,:15AA,125VV,DUAL ELEMENT TIME DELAY,FUSETRON: #FNM15 | 12 | 2.88 | 34.56 | 23-MAY-2016_06:21.36 | EA
C0256 | U050001205 | CRIB1 079 E - - | FUSE BUSSMAN FNQ-1, 1A 500V TIME DELAY 10,000 AIC:MFCTR: BUSSMAN MPART: #FNQ-1 | 2 | 4.63 | 9.26 | 23-MAY-2016_06:21.36 | EA
C0256 | U050001209 | CRIB1 080 D - - | TIME DELAY FUSE, DUAL ELEMENT, CLASS RK5, 250 VOLT, 12 AMP | 2 | 2 | 4 | 23-MAY-2016_06:21.36 | EA
C0256 | U050001210 | CRIB1 080 D - - | FUSE,:50AA,250VV,DUAL ELEMENT TIME DELAY,CLASS RK5,FUSETRON: FRNR-50 FUSE *BUSS | 11 | 5.79 | 63.69 | 23-MAY-2016_06:21.36 | EA
C0256 | U050001211 | CRIB1 079 E - - | FUSE LPJ-35-SP CLASS J TIME DELAY CURRENT LIMITING | 1 | 14.95 | 14.95 | 23-MAY-2016_06:21.36 | EA
C0256 | U050001212 | CRIB1 079 F - - | FUSE, HIGH SPEED, 90 AMP, 700 VOLT AC/DC | 5 | 11 | 55 | 23-MAY-2016_06:21.36 | EA
C0256 | U050001214 | CRIB1 079 F - - | FUSE T-8 DUAL ELEMENT TIME DELAY SCREW IN TYPE | 8 | 7 | 56 | 23-MAY-2016_06:21.36 | EA
C0256 | U050001215 | CRIB1 079 F - - | FUSE,MINI:1AA,250VV,FAST ACTING,GLASS | 25 | 2 | 50 | 23-MAY-2016_06:21.36 | EA
C0256 | U050001216 | CRIB1 079 F - - | FUSE,MINI:10AA,250VV,FAST ACTING,GLASS:****P/N AGC-10 | 6 | 0.33 | 1.98 | 23-MAY-2016_06:21.36 | EA
C0256 | U050001217 | CRIB1 079 F - - | FUSE,MINI:2AA,250VV,FAST ACTING,GLASS: AGC-2 GLASS TUBE FUSE *BUSS | 5 | 0.26 | 1.3 | 23-MAY-2016_06:21.36 | EA
C0256 | U050001218 | CRIB1 079 F - - | TIME DELAY FUSE, 15 AMP, 250 VOLT, 13/32 INCH X 1-1/2 INCH | 5 | 2.21 | 11.05 | 23-MAY-2016_06:21.36 | EA
C0256 | U050001220 | CRIB1 079 F - - | FUSE,:30AA,600VV,FAST ACTING,LIMITRON: KTK30A | 6 | 6.88 | 41.28 | 23-MAY-2016_06:21.36 | EA
C0256 | U050001221 | CRIB1 079 F - - | FUSE FNQ-R-10 CLASS CC TIME DELAY CURRENT LIMITING 600 VAC | 2 | 11 | 22 | 23-MAY-2016_06:21.36 | EA
C0256 | U050001222 | CRIB1 079 F - - | TIME DELAY FUSE, 20 AMP, 600/170 VOLT AC/DC, INTERRUPTING RATING: 100 KA AT 600 VOLT AC, 10 KA AT 170 VOLT DC, 0.41 INCH DIA X 1.41 INCH L, CLASS G | 1 | 2.41 | 2.41 | 23-MAY-2016_06:21.36 | EA
C0256 | U050001223 | CRIB1 080 D - - | POWER FUSE, TIME DELAY, DUAL ELEMENT, FUSETRON, CLASS RK5, 250 VOLT AC, 1.25 AMP. | 16 | 8.81 | 140.96 | 23-MAY-2016_06:21.36 | EA
C0256 | U050001224 | CRIB1 080 E - - | POWER FUSE, TIME DELAY, DUAL-ELEMENT, CURRENT LIMITING, 200 KA RMS SYMMETRICAL, 20 KA DC INTERRUPTING RATING, CLASS RK5, 250 VOLT AC, 125 VOLT DC, 1.5 AMP. | 10 | 7.25 | 72.5 | 23-MAY-2016_06:21.36 | EA
C0256 | U050001225 | CRIB1 079 C - - | TIME DELAY FUSE, DUAL ELEMENT, STANDARD, 35 AMP, 600 VOLT AC, 300 VOLT DC, 200 KILOAMPERES INTERRUPT RATING, CLASS RK5, FUSETRON, OK TO REORDER, FUSE HOLDER CODE Q, FUSE DIAMETER 1-1/6 INCH, FUSE LENGTH 5-1/2 INCH | 10 | 7.43 | 74.3 | 23-MAY-2016_06:21.36 | EA
C0256 | U050001226 | CRIB1 079 C - - | POWER FUSE, TIME DELAY, DUAL-ELEMENT, CURRENT LIMITING, 200 KA RMS SYMMETRICAL, 20 KA DC INTERRUPTING RATING, CLASS RK5, 600 VOLT AC, 300 VOLT DC, 110 AMP. | 10 | 28.1 | 281 | 23-MAY-2016_06:21.36 | EA
C0256 | U050001227 | CRIB1 079 F - - | FUSE,STANDARD:600V,CURRENT LIMITING/QUICK-ACTING,J | 7 | 6.83 | 47.81 | 23-MAY-2016_06:21.36 | EA
C0256 | U050001228 | CRIB1 074 D - - | LIGHT INDICATING LESS CROWN LENS LESS LAMP 125 VOLT | 2 | 2 | 4 | 23-MAY-2016_06:21.36 | EA
C0256 | U050001229 | CRIB1 074 D - - | KIT CONTACT 3 POLE SIZE 4 | 3 | 906.21 | 2718.63 | 23-MAY-2016_06:21.36 | EA
C0256 | U050001230 | CRIB1 074 D - - | KIT CONTACTOR 3 POLE SIZE 2 | 4 | 260.25 | 1041 | 23-MAY-2016_06:21.36 | EA
C0256 | U050001231 | CRIB1 074 D - - | KIT CONTACTOR 3 POLE NEMA/DP SIZE 4 | 2 | 28 | 56 | 23-MAY-2016_06:21.36 | EA
C0256 | U050001232 | CRIB1 074 D - - | REPLACEMENT CONTACT KIT, FOR PRESSURE SWITCHES 2 HP/27.4 AMP @ 115 VAC AND 3 HP/14.5 AMPS @ 230 VAC, 2 POLES | 4 | 7 | 28 | 23-MAY-2016_06:21.36 | EA
C0256 | U050001234 | CRIB1 074 D - - | RELAY POWER 30 AMP 2 HP 240 VOLT 50/60 HZ SW 2 POLES | 2 | 16 | 32 | 23-MAY-2016_06:21.36 | EA
C0256 | U050001235 | CRIB1 074 E - - | COIL | 2 | 8 | 16 | 23-MAY-2016_06:21.36 | EA
C0256 | U050001236 | CRIB1 074 E - - | COIL 480 VOLTS | 2 | 181.25 | 362.5 | 23-MAY-2016_06:21.36 | EA
C0256 | U050001237 | CRIB1 074 E - - | CIRCUIT BREAKER, UNIT MOUNT, 40 AMP, 120/240 VOLT AC, 2P, DIN MOUNT, QOU CLASS 720 | 4 | 27 | 108 | 23-MAY-2016_06:21.36 | EA
C0256 | U050001239 | CRIB1 074 E - - | SWITCH TOGGLE 10A-250 VAC 15A-125 VAC 3/4 HP 120-240 VAC SPDT | 2 | 4.88 | 9.76 | 23-MAY-2016_06:21.36 | EA
C0256 | U050001240 | CRIB1 074 E - - | INTERLOCK,NO MODIFIER:INTERLOCK L-56 UNIVERSAL POLES 1NO-1NC | 1 | 108.44 | 108.44 | 23-MAY-2016_06:21.36 | EA
C0256 | U050001242 | CRIB1 503 A - - | Lamp, Lamp Shape T12, Base Type Single Pin (Fa8), Length 96 In., Diameter 1 1/2 In., 60 Watts, Average Life 12, 000 hr., Lamp Tone Cool, Color Temp. 4100K, 80 CRI, Start Type Instant, Initial Lumens 5900, Mean Lumens 5480, Lamp Designation F96T12/XL/HL41 | 48 | 1.78 | 85.44 | 23-MAY-2016_06:21.36 | EA
C0256 | U050001243 | CRIB1 074 E - - | RING,SEALING:1/2 CONDUIT,STEEL:BLUE RUBBER SEAL WITH SILVER METAL RING, STOREROOM MAINLINE MULTI MACHINE | 50 | 0.6 | 30 | 23-MAY-2016_06:21.36 | EA
C0256 | U050001244 | CRIB1 074 E - - | INTERLOCK ELECTRICAL B-56 | 2 | 108.44 | 216.88 | 23-MAY-2016_06:21.36 | EA
C0256 | U050001245 | CRIB1 073 G - - | CONTACTOR 2 POLE DEFINITE 30 AMPS AT 277 VAC COIL 208/240 VAC 50/60 HZ | 1 | 7.93 | 7.93 | 23-MAY-2016_06:21.36 | EA
C0256 | U050001246 | CRIB1 080 E - - | FUSE 600 AMP 250 VOLT CLASS RK1CURRENT LIMITING | 3 | 150 | 450 | 23-MAY-2016_06:21.36 | EA
C0256 | U050001248 | CRIB1 073 B - - | FILTER 40 SCFM | 10 | 42 | 420 | 23-MAY-2016_06:21.36 | EA
C0256 | U050001249 | CRIB1 073 B - - | BRACKET, THERMOSTAT BRACKET, ROOM INSTRUMENT, HORIZONTAL, F/SURFACE MOUNTING | 14 | 3.64 | 50.96 | 23-MAY-2016_06:21.36 | EA
C0256 | U050001250 | CRIB1 073 B - - | KIT, THERMOSTAT SHOP, KIT REPAIR, CONVERSION UNIVERSAL P/N ROOM INSTRUMENTS COMPLETE KIT #T-4000-605 | 1 | 23 | 23 | 23-MAY-2016_06:21.36 | EA
C0256 | U050001251 | CRIB1 073 B - - | FILTER, IN LINE FILTER 1/4 INCH & 3/8 INCH | 18 | 11.3 | 203.4 | 23-MAY-2016_06:21.36 | EA
C0256 | U050001252 | CRIB1 073 B - - | SPRING VALVE POSITIONER FOR 3R 4R 5R OR 8R ACTUATORS WITH 3/16" THRU 5/16" STROKE | 6 | 12.37 | 74.22 | 23-MAY-2016_06:21.36 | EA
C0256 | U050001253 | CRIB1 073 B - - | SPRING VALVE POSITIONER FOR 3R 4R 5R OR 8R ACTUATORS WITH 3/8" THRU 7/16" STROKE | 6 | 16.4 | 98.4 | 23-MAY-2016_06:21.36 | EA
C0256 | U050001254 | CRIB1 073 B - - | SPRING VALVE POSITIONER FOR 3R 4R 5R OR 8R ACTUATORS WITH 15/32" THRU 5/8" STROKE | 5 | 8.36 | 41.8 | 23-MAY-2016_06:21.36 | EA
C0256 | U050001255 | CRIB1 073 B - - | SPRING VALVE POSITIONER FOR 3R 4R 5R OR 8R ACTUATORS WITH 11/16" THRU 3/4" STROKE | 6 | 5 | 30 | 23-MAY-2016_06:21.36 | EA
C0256 | U050001256 | CRIB1 073 C - - | RELAY DIVERTING | 1 | 51 | 51 | 23-MAY-2016_06:21.36 | EA
C0256 | U050001257 | CRIB1 073 C - - | RELAY DIVERTING | 1 | 70 | 70 | 23-MAY-2016_06:21.36 | EA
C0256 | U050001258 | CRIB1 073 C - - | RELAY DIVERTING | 2 | 76 | 152 | 23-MAY-2016_06:21.36 | EA
C0256 | U050001259 | CRIB1 073 C - - | SWITCH PNEUMODULAR GRADUAL OUTPUT 0 TO 20 PSIG MAX AIR PRESSURE 30 SPIG SOCKET OR SURFACE MOUNTING | 1 | 76 | 76 | 23-MAY-2016_06:21.36 | EA
C0256 | U050001260 | CRIB1 073 C - - | ASSEMBLY REPLACEMENT DIAPHRAGM FOR V-9502 POSITIONER | 10 | 35.89 | 358.9 | 23-MAY-2016_06:21.36 | EA
C0256 | U050001261 | CRIB1 073 C - - | VALVE, V11, THREE WAY, ELECTRIC/PNEUMATIC, VOLTAGE: 110/120 VOLT, 50/60 HZ | 1 | 81 | 81 | 23-MAY-2016_06:21.36 | EA
C0256 | U050001262 | CRIB1 073 C - - | KIT RING PACK FOR 1/4" STEMS USING V-3000 OR V-3800 ACTUATORS | 7 | 19 | 133 | 23-MAY-2016_06:21.36 | EA
C0256 | U050001263 | CRIB1 073 C - - | CONTROLLER,NO MODIFIER:HONEYWELL RP920A10333,RANGE HIGH LIMIT | 1 | 69.72 | 69.72 | 23-MAY-2016_06:21.36 | EA
C0256 | U050001264 | CRIB1 073 C - - | TRANSMITTER TEMPERATURE 12 INCH CAPILLARY 8 FOOT AVE. ELEMENT 20 TO 120F-7 TO 48C | 1 | 69 | 69 | 23-MAY-2016_06:21.36 | EA
C0256 | U050001265 | CRIB1 073 C - - | RELAY,NO MODIFIER:RELAY PNEUMATIC SELECTING | 1 | 28 | 28 | 23-MAY-2016_06:21.36 | EA
C0256 | U050001266 | CRIB1 073 D - - | POSITIONER SIDE MOUNT | 1 | 90 | 90 | 23-MAY-2016_06:21.36 | EA
C0256 | U050001267 | CRIB1 073 D - - | KIT RESTRICTOR FOR TK-1000 EXCEPT -600 MODELS | 6 | 5 | 30 | 23-MAY-2016_06:21.36 | EA
C0256 | U050001268 | CRIB1 073 D - - | THERMOSTAT ELECTRONIC 2-POS SPDT SCALE 55-85 F | 1 | 62 | 62 | 23-MAY-2016_06:21.36 | EA
C0256 | U050001269 | CRIB1 073 D - - | CONTROLLER PNEUMATIC RECEIVER PROPORTIONAL SINGLE INPUT | 1 | 197 | 197 | 23-MAY-2016_06:21.36 | EA
C0256 | U050001270 | CRIB1 073 D - - | CONTROLLER PNEUMATIC RECEIVER PROPORTIONAL & INTEGRAL SINGLE INPUT | 3 | 485 | 1455 | 23-MAY-2016_06:21.36 | EA
C0256 | U050001272 | CRIB1 073 D - - | DIAPHRAGM AND SEAL | 4 | 4 | 16 | 23-MAY-2016_06:21.36 | EA
C0256 | U050001273 | CRIB1 073 D - - | THERMOMETER,TYPE 3A04, 3 INCH DIAL, RANGE 0/250 DEGREE F, STEM LENGTH 4 INCHES, 90 DEGREE BACK ANGLE FORM, 1/2 INCH NPT | 2 | 41.5 | 83 | 23-MAY-2016_06:21.36 | EA
C0256 | U050001274 | CRIB1 073 D - - | THERMOMETER 0 / 200 F 2.5" STEM 1/2" NPT | 1 | 57 | 57 | 23-MAY-2016_06:21.36 | EA
C0256 | U050001275 | CRIB1 073 E - - | THERMOMETER, ADJUSTABLE ANGLE BIMETAL, 5 INCH DIAL SIZE, DUAL SCALE, RANGE 50/300 DEGREE F 0/100 DEGREE C, STEM LENGTH, 6 INCHES, 1/2 INCH NPT | 2 | 70.69 | 141.38 | 23-MAY-2016_06:21.36 | EA
C0256 | U050001276 | CRIB1 073 E - - | THERMOMETER 111.25 4.5" RANGE 100 PSI CONNECTION 1/4" NPT LM | 3 | 11.7 | 35.1 | 23-MAY-2016_06:21.36 | EA
C0256 | U050001277 | CRIB1 073 E - - | GAGE AIR PRESSURE 0 / 600 PSI | 1 | 12.84 | 12.84 | 23-MAY-2016_06:21.36 | EA
C0256 | U050001278 | CRIB1 061 B - - | PUMP CARTRIDGE CIRCULATOR 1/40 HP .52 AMPS 60 HZ 115 VOLTS 3250 RPM | 2 | 113.55 | 227.1 | 23-MAY-2016_06:21.36 | EA
C0256 | U050001279 | CRIB1 061 B - - | ASSEMBLY RP 1.5" STK. RTR. CART. BRZ | 1 | 96.05 | 96.05 | 23-MAY-2016_06:21.36 | EA
C0256 | U050001280 | CRIB1 061 C - - | ASSEMBLY REPLACEMENT CARTRIDGE | 4 | 76 | 304 | 23-MAY-2016_06:21.36 | EA
C0256 | U050001281 | CRIB1 061 C - - | VALVE BOILER FEED NPTXNPT CONNECTION 1/2" | 2 | 31 | 62 | 23-MAY-2016_06:21.36 | EA
C0256 | U050001282 | CRIB1 061 C - - | VALVE ZONE 2 WAY FOR RESIDENCES 3/4" SWEAT 24 VOLT 125 PSI | 3 | 63 | 189 | 23-MAY-2016_06:21.36 | EA
C0256 | U050001283 | CRIB1 061 D - - | SLEEVE SHAFT | 5 | 17 | 85 | 23-MAY-2016_06:21.36 | EA
C0256 | U050001284 | CRIB1 061 D - - | GASKET FLANGE | 15 | 6.13 | 92 | 23-MAY-2016_06:21.36 | EA
C0256 | U050001285 | CRIB1 061 C - - | KIT SEAL WATER | 1 | 19 | 19 | 23-MAY-2016_06:21.36 | EA
C0256 | U050001287 | CRIB1 060 B - - | FILTER 5 CFM SUCTION CARTRIDGE FOR A-4000-115 FILTER HOUSING | 10 | 19 | 190 | 23-MAY-2016_06:21.36 | EA
C0256 | U050001288 | CRIB1 059 D - - | TRAP AUTOMATIC DRAIN | 1 | 107.1 | 107.1 | 23-MAY-2016_06:21.36 | EA
C0256 | U050001289 | CRIB1 059 D - - | REGULATOR 1/4" | 4 | 13 | 52 | 23-MAY-2016_06:21.36 | EA
C0256 | U050001290 | CRIB1 060 B - - | HEAVY DUTY FLOAT SWITCH, VOLTAGE @ 60 HZ 115 VOLT, CORD LENGTH 10 FOOT, WIRE GAUGE 16 AMERICAN WIRE GAUGE, STARTING CURRENT 85 AMP, MAXIMUM RUNNING CURRENT 13 AMP, PUMPING RANGE MINIMUM/MAXIMUM 7-36 INCH, TETHER LENGTH RANGE 3-1/2-24 INCH. | 1 | 31 | 31 | 23-MAY-2016_06:21.36 | EA
C0256 | U050001291 | CRIB1 073 E - - | VALVE RELIEF 200 PSI | 1 | 10.4 | 10.4 | 23-MAY-2016_06:21.36 | EA
C0256 | U050001292 | CRIB1 073 E - - | VALVE RELIEF 1/2" OD TUBE COMPRESSION INLET 3/8" MPT OUTLET | 4 | 6 | 24 | 23-MAY-2016_06:21.36 | EA
C0256 | U050001293 | CRIB1 073 E - - | PRESSURE SWITCH, TYPE OF ENCLOSURE: NEMA TYPE 1, CUT OUT RANGE: 70 - 150 PSIG, PRESSURE CONNECTIONS: 1/4 INCH NPSF INTERNAL THREAD, PRESSURE SETTING: OFF AT 125 PSI, MANUAL LEVERS: NONE, FACTORY SEALED RANGE STUD: NO, 2 WAY PRESSURE RELEASE VALVE: NONE, | 2 | 15.63 | 31.26 | 23-MAY-2016_06:21.36 | EA
C0256 | U050001294 | CRIB1 073 E - - | SWITCH PRESSURE ON AT 75 PSI OFF AT 100 PSI | 2 | 50.99 | 101.98 | 23-MAY-2016_06:21.36 | EA
C0256 | U050001296 | CRIB1 073 E - - | PRESSURE SWITCH, TYPE OF ENCLOSURE: NEMA TYPE 1, CUT OUT RANGE: 70 - 150 PSIG, PRESSURE CONNECTIONS: 1/4 INCH NPSF INTERNAL THREAD, PRESSURE SETTING: OFF AT 125 PSI, MANUAL LEVERS: NONE, FACTORY SEALED RANGE STUD: NO, 2 WAY PRESSURE RELEASE VALVE: STANDA | 2 | 21.51 | 43.02 | 23-MAY-2016_06:21.36 | EA
C0256 | U050001297 | CRIB1 073 E - - | REGULATOR | 3 | 25 | 75 | 23-MAY-2016_06:21.36 | EA
C0256 | U050001298 | CRIB1 061 E - - | GASKET SET | 4 | 48.89 | 195.56 | 23-MAY-2016_06:21.36 | EA
C0256 | U050001299 | CRIB1 060 B - - | FILTER AIR | 1 | 18.48 | 18.48 | 23-MAY-2016_06:21.36 | EA
C0256 | U050001301 | CRIB1 054 D - - | SLIP JOINT RUBBER WASHER 1 1/2 INCH | 51 | 0.21 | 10.71 | 23-MAY-2016_06:21.36 | EA
C0256 | U050001303 | CRIB1 054 E - - | SLIP JOINT RUBBER WASHER 2 INCH | 35 | 0.41 | 14.35 | 23-MAY-2016_06:21.36 | EA
C0256 | U050001304 | CRIB1 078 C - - | ABRASIVE SANDPAPER 9" X 11" 80 GRIT PREMIUM ALUMINUM OXIDE 3X, 20 SHEETS PER JOB PACK | 2 | 60.7 | 121.4 | 23-MAY-2016_06:21.36 | EA
C0256 | U050001305 | CRIB1 054 E - - | SLIP JOINT WASHER PLASTIC 1 1/2 INCH FOR TAIL PIECE | 57 | 0.08 | 4.56 | 23-MAY-2016_06:21.36 | EA
C0256 | U050001307 | CRIB1 054 E - - | WASHER PLASTIC 1 1/4 INCH FOR TAIL PIECE | 73 | 1 | 73 | 23-MAY-2016_06:21.36 | EA
C0256 | U050001309 | CRIB1 054 E - - | REDUCING WASHER RUBBER 1 1/2 INCH X 1 1/4 INCH TUBING | 49 | 0.08 | 3.92 | 23-MAY-2016_06:21.36 | EA
C0256 | U050001310 | CRIB1 054 E - - | SNAP IN SINK STRAINER 1 1/2 INCH #13 3 PRONG | 24 | 1.35 | 32.4 | 23-MAY-2016_06:21.36 | EA
C0256 | U050001311 | CRIB1 063 B - - | BATH TUB DRAIN POP UP STYLE SOLID BRASS STOPPER, OVERFLOW AND TAILPIECE 20 GAUGE | 2 | 78.3 | 156.59 | 23-MAY-2016_06:21.36 | EA
C0256 | U050001312 | CRIB1 053 E - - | FLEXTRAP TO DRAIN 1 1/2 INCH X 1 1/4 INCH PLASTIC | 1 | 4 | 4 | 23-MAY-2016_06:21.36 | EA
C0256 | U050001315 | CRIB1 053 E - - | ELBOW 1 1/2 INCH 90 DEGREE FOR P TRAP WITH SLIP JOINT NUT AND WASHER CHROME | 1 | 9 | 9 | 23-MAY-2016_06:21.36 | EA
C0256 | U050001317 | CRIB1 053 E - - | POP UP DRAIN STRAINER WITH 17 GAUGE TAILPIECE | 1 | 16.7 | 16.7 | 23-MAY-2016_06:21.36 | EA
C0256 | U050001318 | CRIB1 054 F - - | SINK BASKET STYLE STRAINER WITH POSTS | 9 | 5.12 | 46.08 | 23-MAY-2016_06:21.36 | EA
C0256 | U050001319 | CRIB1 054 F - - | FLANGED BASIN GASKET BETWEEN DRAIN AND UNDERSIDE OF BASIN FOR 1 1/4 INCH TUBE | 6 | 0.16 | 0.96 | 23-MAY-2016_06:21.36 | EA
C0256 | U050001321 | CRIB1 054 F - - | BASIN FIBRE GASKETFRICTON RING OD 2 3/8 INCH X ID 1 17/32 INCH THK 1/32 INCH | 9 | 2.79 | 25.11 | 23-MAY-2016_06:21.36 | EA
C0256 | U050001322 | CRIB1 054 F - - | SINK GASKET RU-133A | 9 | 3 | 27 | 23-MAY-2016_06:21.36 | EA
C0256 | U050001323 | CRIB1 053 E - - | LAVATORY POP UP LOCK NUT | 5 | 3 | 15 | 23-MAY-2016_06:21.36 | EA
C0256 | U050001324 | CRIB1 053 E - - | STAINLESS STEEL FAUCET HOLE COVER 2 INCH OD | 2 | 5.81 | 11.62 | 23-MAY-2016_06:21.36 | EA
C0256 | U050001325 | CRIB1 054 F - - | HEAD GASKET FOR 3 1/2 INCH SINK OPENING | 5 | 0.93 | 4.65 | 23-MAY-2016_06:21.36 | EA
C0256 | U050001327 | CRIB1 054 F - - | COUPLING WASHER FIBRE GASKET 4 1/8 INCH OD X 3 INCH ID X 5/64 INCH THICK | 10 | 0.52 | 5.2 | 23-MAY-2016_06:21.36 | EA
C0256 | U050001329 | CRIB1 062 B - - | PIPE 1/2 X 3 INCH FEMALE THREADED REPAIR COUPLING GALVANIZED | 6 | 5.38 | 32.28 | 23-MAY-2016_06:21.36 | EA
C0256 | U050001330 | CRIB1 062 B - - | PIPE 3/4 INCH X 3 INCH FEMALE THREADED REPAIR COUPLING BRONZE | 10 | 6 | 60 | 23-MAY-2016_06:21.36 | EA
C0256 | U050001331 | CRIB1 062 C - - | PIPE 1/2 INCH X 6 INCH REPAIR CLAMP METAL JACKET OVER RUBBER GASKET WITH 2 BOLTS | 4 | 3.25 | 13 | 23-MAY-2016_06:21.36 | EA
C0256 | U050001332 | CRIB1 062 C - - | PIPE 3/4 INCH X 6 INCH REPAIR CLAMP METAL JACKET OVER RUBBER GASKET WITH 2 BOLTS | 5 | 8.65 | 43.25 | 23-MAY-2016_06:21.36 | EA
C0256 | U050001333 | CRIB1 062 D - - | PIPE REPAIR COUPLING 1/2 INCH PVC | 3 | 2.08 | 6.24 | 23-MAY-2016_06:21.36 | EA
C0256 | U050001334 | CRIB1 062 D - - | PIPE REPAIR COUPLING 3/4 INCH PVC | 2 | 6.48 | 12.96 | 23-MAY-2016_06:21.36 | EA
C0256 | U050001335 | CRIB1 062 D - - | PIPE REPAIR COUPLING 1 1/4 INCH PVC | 2 | 9 | 18 | 23-MAY-2016_06:21.36 | EA
C0256 | U050001336 | CRIB1 062 D - - | PIPE REPAIR COUPLING 1 1/2 INCH PVC | 2 | 12 | 24 | 23-MAY-2016_06:21.36 | EA
C0256 | U050001337 | CRIB1 062 D - - | PIPE REPAIR COUPLING 2 INCH PVC | 3 | 1.14 | 3.42 | 23-MAY-2016_06:21.36 | EA
C0256 | U050001339 | CRIB1 062 C - - | PIPE 1 1/2 INCH X 6 INCH REPAIR CLAMP METAL JACKET OVER RUBBER GASKET WITH 2 BOLTS | 2 | 55 | 110 | 23-MAY-2016_06:21.36 | EA
C0256 | U050001340 | CRIB1 062 C - - | PIPE 1 1/4 INCH X 6 INCH REPAIR CLAMP METAL JACKET OVER RUBBER GASKET WITH 2 BOLTS | 1 | 18.49 | 18.49 | 23-MAY-2016_06:21.36 | EA
C0256 | U050001342 | CRIB1 062 B - - | PIPE REPAIR COUPLING 3/4 INCH BRONZE | 2 | 10.6 | 21.2 | 23-MAY-2016_06:21.36 | EA
C0256 | U050001343 | CRIB1 062 B - - | PIPE REPAIR COUPLING 1 INCH BRONZE | 2 | 8 | 16 | 23-MAY-2016_06:21.36 | EA
C0256 | U050001347 | CRIB1 062 F - - | COUPLING,:4X 3 FERNCO REDUCING COUPLING #1056-43: 4X 3 FERNCO REDUCING COUPLING #1056-43 | 3 | 4.82 | 14.46 | 23-MAY-2016_06:21.36 | EA
C0256 | U050001350 | CRIB1 062 G - - | COUPLING, COUPLING ASSEMBLY, NO HUB, SIZE: 3 INCH | 1 | 7.52 | 7.52 | 23-MAY-2016_06:21.36 | EA
C0256 | U050001352 | CRIB1 067 F - - | WHITE FOOD GRADE GREASE 14 OZ TUBE | 14 | 13.93 | 194.95 | 23-MAY-2016_06:21.36 | TB
C0256 | U050001353 | CRIB1 065 E - - | CLEANER,NO MODIFIER:LIQUID ODOR CONTROL,QUART | 5 | 7 | 35 | 23-MAY-2016_06:21.36 | EA
C0256 | U050001355 | CRIB1 049 E - - | MAIN VALVE SEAT FOR FLUSHBOY | 6 | 12 | 72 | 23-MAY-2016_06:21.36 | EA
C0256 | U050001356 | CRIB1 049 E - - | MALE SHUT OFF STEM ASSEMBLY | 6 | 3.79 | 22.74 | 23-MAY-2016_06:21.36 | EA
C0256 | U050001357 | CRIB1 052 D - - | CLOSET RING SPANNER FLANGE REBUILD KIT | 3 | 5 | 15 | 23-MAY-2016_06:21.36 | EA
C0256 | U050001360 | CRIB1 048 C - - | HANDLE REPAIR KIT | 1 | 3.19 | 3.19 | 23-MAY-2016_06:21.36 | EA
C0256 | U050001361 | CRIB1 048 C - - | SEAL,:HANDLE SEAL HANDLE SEAL B-39 SLOAN:MFCTR: SLOAN MPART: B-39: MFCTR: SLOAN MPART: B-39 | 15 | 1 | 15 | 23-MAY-2016_06:21.36 | EA
C0256 | U050001364 | CRIB1 052 D - - | BALLCOCK PLUNGER FOR K-9262 & K-9265 | 2 | 4.65 | 9.3 | 23-MAY-2016_06:21.36 | EA
C0256 | U050001365 | CRIB1 048 C - - | VALVE,FLUSH:INSIDE COVER:USED ON ROYAL FLUSH VALVE, MFCTR: SLOAN VALV MPART: A-71 | 1 | 10.39 | 10.39 | 23-MAY-2016_06:21.36 | EA
C0256 | U050001367 | CRIB1 052 D - - | CLOSET SCREW 1/4 INCH X 2 3/4 INCH WITH CAP NUT AND OVAL WASHER | 8 | 1 | 8 | 23-MAY-2016_06:21.36 | EA
C0256 | U050001368 | CRIB1 054 G - - | SPUD NUT 1 1/2 INCH CHROME PLATED | 2 | 1 | 2 | 23-MAY-2016_06:21.36 | EA
C0256 | U050001369 | CRIB1 049 F - - | STOP BONNET | 2 | 19.89 | 39.78 | 23-MAY-2016_06:21.36 | EA
C0256 | U050001370 | CRIB1 048 C - - | STOP CAP CHROME PLATED LARGE | 6 | 7 | 42 | 23-MAY-2016_06:21.36 | EA
C0256 | U050001373 | CRIB1 049 F - - | FLUSH VALE STEM | 11 | 2 | 22 | 23-MAY-2016_06:21.36 | EA
C0256 | U050001374 | CRIB1 048 C - - | STOP CP SMALL CHROME PLATED | 12 | 4 | 48 | 23-MAY-2016_06:21.36 | EA
C0256 | U050001375 | CRIB1 048 D - - | STOP VALVE SEAT PLATE ASSEMBLY | 11 | 3 | 33 | 23-MAY-2016_06:21.36 | EA
C0256 | U050001378 | CRIB1 053 E - - | HANDLE,NO MODIFIER:FAUCET 4 INCH WRIST BLADE HANDLE SET | 12 | 11.83 | 141.96 | 23-MAY-2016_06:21.36 | EA
C0256 | U050001380 | CRIB1 048 D - - | FLUSHBOY AUXILLIARY VALVE | 6 | 5 | 30 | 23-MAY-2016_06:21.36 | EA
C0256 | U050001381 | CRIB1 049 F - - | FLUSHBOY MAIN VALVE SEAT | 5 | 7 | 35 | 23-MAY-2016_06:21.36 | EA
C0256 | U050001382 | CRIB1 058 D - - | CLOSET TOILET BOLT KIT WITH 5/16 INCH X 2 1/4 INCH CLOSET BOLTS, 2- WASHERS, 3 - GASKETS AND 2 -NUTS PER BOLT CLOSE COUPLED | 8 | 0.33 | 2.64 | 23-MAY-2016_06:21.36 | EA
C0256 | U050001383 | CRIB1 048 D - - | LOOSE KEY STOP SEAT WASHER | 14 | 2 | 28 | 23-MAY-2016_06:21.36 | EA
C0256 | U050001384 | CRIB1 048 E - - | LOOSE KEY SCREW ASSEMBLY | 20 | 7 | 140 | 23-MAY-2016_06:21.36 | EA
C0256 | U050001385 | CRIB1 067 C - - | REPAIR KIT #15 | 3 | 37.8 | 113.4 | 23-MAY-2016_06:21.36 | EA
C0256 | U050001386 | CRIB1 067 C - - | HEAD NUT ASSEMBLY FOR MODEL 70,80, 85, 90 & 95 FREEZELESS WALL HYDRANT | 12 | 29.53 | 354.36 | 23-MAY-2016_06:21.36 | EA
C0256 | U050001387 | CRIB1 067 C - - | PACKING NUT ASSEMBLY FOR MODEL 70,80, 85, 90 & 95 FREEZELESS WALL HYDRANT | 2 | 6 | 12 | 23-MAY-2016_06:21.36 | EA
C0256 | U050001388 | CRIB1 067 C - - | RUBBER BALL VALVE FOR MODEL 70,80, 85, 90 & 95 FREEZELESS WALL HYDRANT | 3 | 2 | 6 | 23-MAY-2016_06:21.36 | EA
C0256 | U050001389 | CRIB1 067 C - - | SUPPORT WASHER FOR MODEL 70,80, 85, 90 & 95 FREEZELESS WALL HYDRANT | 5 | 3.13 | 15.65 | 23-MAY-2016_06:21.36 | EA
C0256 | U050001390 | CRIB1 067 C - - | YOKE NUT FOR MODEL 70,80, 85, 90 & 95 FREEZELESS WALL HYDRANT | 5 | 8.67 | 43.35 | 23-MAY-2016_06:21.36 | EA
C0256 | U050001391 | CRIB1 067 C - - | STEM PACKING NUT PHASE 2 FOR MODEL 70,80, 85, 90 & 95 FREEZELESS WALL HYDRANT | 6 | 6.87 | 41.22 | 23-MAY-2016_06:21.36 | EA
C0256 | U050001392 | CRIB1 067 C - - | HEAD NUT COVER CHROME | 6 | 4 | 24 | 23-MAY-2016_06:21.36 | EA
C0256 | U050001393 | CRIB1 067 D - - | VACUUM BREAKER FOR MODEL 70,80, 85, 90 & 95 FREEZELESS WALL HYDRANT HW-34 | 3 | 40.45 | 121.34 | 23-MAY-2016_06:21.36 | EA
C0256 | U050001394 | CRIB1 067 D - - | SILL COCK VALVE FREEEZELESS BRASS FINISH | 1 | 25 | 25 | 23-MAY-2016_06:21.36 | EA
C0256 | U050001395 | CRIB1 067 D - - | FREEZELESS FAUCET SILLCOCK ASSEMBLY | 1 | 18 | 18 | 23-MAY-2016_06:21.36 | EA
C0256 | U050001397 | CRIB1 067 D - - | FULL PATTERN SILLCOCK WITH REMOVABLE KEY ROUGH BRASS 3/4 HOSE END OUTLET | 2 | 7.36 | 14.72 | 23-MAY-2016_06:21.36 | EA
C0256 | U050001399 | CRIB1 052 C - - | VACUUM BREAKER FOR HOSE CONNSCTION | 3 | 20 | 60 | 23-MAY-2016_06:21.36 | EA
C0256 | U050001400 | CRIB1 049 C - - | FITTING, VACUUM BREAKER, HOSE THREAD 3/4 INCH, ROUGH, BRASS, CHROME PLATED | 15 | 5.6 | 84 | 23-MAY-2016_06:21.36 | EA
C0256 | U050001401 | CRIB1 076 D - - | MOTOR 1/3 HP 1725 RPM SB56 FRAME CCW | 2 | 96 | 192 | 23-MAY-2016_06:21.36 | EA
C0256 | U050001402 | CRIB1 076 E - - | MOTOR 1/2 HP 3450 RPM 1/2" FLAT SHAFT 115/208-230 VOLT | 4 | 115 | 460 | 23-MAY-2016_06:21.36 | EA
C0256 | U050001403 | CRIB1 076 F - - | MOTOR 1 HP 1725 RPM 115/230 VOLT SINGLE PHASE 56 FRAME CCW REV ROTATION | 1 | 159 | 159 | 23-MAY-2016_06:21.36 | EA
C0256 | U050001404 | CRIB1 076 F - - | MOTOR 1/2 HP 1725 RPM 115/230 VOLT SINGLE PHASE 60 HZ 48 FRAME CW/CCW ROTATION 1/2" X 1-1/2" SHAFT | 1 | 99 | 99 | 23-MAY-2016_06:21.36 | EA
C0256 | U050001405 | CRIB1 076 G - - | MOTOR 2 / .88 HP 1760/1175 RPM S182T FRAME 60 HZ REV ROTATION | 2 | 275 | 550 | 23-MAY-2016_06:21.36 | EA
C0256 | U050001406 | CRIB1 076 B - - | MOTOR 1550 RPM 115 VOLT 60 HZ | 7 | 44.67 | 312.69 | 23-MAY-2016_06:21.36 | EA
C0256 | U050001407 | CRIB1 076 B - - | MOTOR 1550 RPM 115 VOLT 60 HZ 1.4 AMP | 8 | 41.63 | 333.04 | 23-MAY-2016_06:21.36 | EA
C0256 | U050001408 | CRIB1 076 B - - | MOTOR 1050 RPM .61 AMPS 60 HZ 120 VOLT SER: 19CF | 4 | 32 | 128 | 23-MAY-2016_06:21.36 | EA
C0256 | U050001411 | CRIB1 507 C - - | REFRIGERANT R-401A 30 LBS. CYLINDER FOR NON AUTOMOTIVE A/C UNIT CHLORODIFLUOROMETHANE CAS 75-45-6 DIFLUOROETHANE CAS 75-37-6 CHLOROTETRAFLUOROETHANE CAS 2837-89-0 NON-FLAMMABLE LIQUEFIED GAS | 1 | 339.56 | 339.56 | 23-MAY-2016_06:21.36 | CYL
C0256 | U050001414 | CRIB1 502 B - - | OIL REFRIGERATION OIL00022 VISCOSITY 300 S.S.U. 2-1/2 GALLON CONTAINERS | 2 | 83.05 | 166.1 | 23-MAY-2016_06:21.36 | EA
C0256 | U050001415 | CRIB1 502 B - - | OIL REFRIGERATION OIL00045 VISCOSITY 300 S.S.U. ONE GALLON CONTAINER | 1 | 40.17 | 40.17 | 23-MAY-2016_06:21.36 | GAL
C0256 | U050001416 | CRIB1 073 F - - | SWITCH PRESSURE | 1 | 23.69 | 23.69 | 23-MAY-2016_06:21.36 | EA
C0256 | U050001417 | CRIB1 036 B - - | ELBOW 1/4" INSIDE DIA. COPPER LONG RADIUS 90 DEGREE C X C | 31 | 1 | 31 | 23-MAY-2016_06:21.36 | EA
C0256 | U050001418 | CRIB1 036 B - - | ELBOW STREET 1/4" INSIDE DIA. COPPER 90 DEGREE FTG X C | 13 | 1 | 13 | 23-MAY-2016_06:21.36 | EA
C0256 | U050001419 | CRIB1 036 B - - | TEE 1/4" INSIDE DIA. COPPER C X C X C | 45 | 2 | 90 | 23-MAY-2016_06:21.36 | EA
C0256 | U050001420 | CRIB1 036 B - - | ADAPTER MALE 1/4" X 3/8" COPPER C X M | 22 | 2 | 44 | 23-MAY-2016_06:21.36 | EA
C0256 | U050001421 | CRIB1 036 B - - | COUPLING 1/4" INSIDE DIA. COPPER C X C ROLLED STOP | 8 | 0.28 | 2.24 | 23-MAY-2016_06:21.36 | EA
C0256 | U050001422 | CRIB1 036 B - - | ELBOW 1/4" ID CPR 45 DEGREE C X C | 9 | 2 | 18 | 23-MAY-2016_06:21.36 | EA
C0256 | U050001423 | CRIB1 036 C - - | ELBOW 5/16" INSIDE DIA. COPPER LONG RADIUS 90 DEGREE C X C | 27 | 1 | 27 | 23-MAY-2016_06:21.36 | EA
C0256 | U050001424 | CRIB1 036 C - - | COUPLING 5/16" INSIDE DIA. COPPER C X C ROLLED STOP | 21 | 0.73 | 15.32 | 23-MAY-2016_06:21.36 | EA
C0256 | U050001425 | CRIB1 036 C - - | ELBOW 5/16" INSIDE DIA. COPPER 45 DEGREE C X C | 5 | 0.79 | 3.95 | 23-MAY-2016_06:21.36 | EA
C0256 | U050001426 | CRIB1 036 D - - | COUPLING 3/8" INSIDE DIA. COPPER C X C ROLLED STOP | 7 | 0.68 | 4.77 | 23-MAY-2016_06:21.36 | EA
C0256 | U050001427 | CRIB1 036 D - - | ELBOW 3/8" INSIDE DIA. COPPER 90 DEGREE C X C | 2 | 0.96 | 1.92 | 23-MAY-2016_06:21.36 | EA
C0256 | U050001428 | CRIB1 036 D - - | TEE 3/8" INSIDE DIA. COPPER C X C X C | 15 | 1 | 15 | 23-MAY-2016_06:21.36 | EA
C0256 | U050001429 | CRIB1 036 D - - | ELBOW 3/8" INSIDE DIA. COPPER 45 DEGREE C X C | 15 | 1.8 | 27 | 23-MAY-2016_06:21.36 | EA
C0256 | U050001430 | CRIB1 036 D - - | ADAPTER MALE 3/8" X 3/8" INSIDE DIA. COPPER C X M | 1 | 2 | 2 | 23-MAY-2016_06:21.36 | EA
C0256 | U050001431 | CRIB1 036 D - - | ELBOW STREET 3/8" INSIDE DIA. COPPER 45 DEGREE FTG X C | 12 | 2.41 | 28.92 | 23-MAY-2016_06:21.36 | EA
C0256 | U050001432 | CRIB1 036 F - - | REDUCER FITTING 5/8" X 3/8" OUTSIDE DIA. COPPER FTG X C | 11 | 0.59 | 6.49 | 23-MAY-2016_06:21.36 | EA
C0256 | U050001433 | CRIB1 036 E - - | ELBOW STREET 1/2" INSIDE DIA. COPPER 90 DEGREE FTG X C | 3 | 1.65 | 4.95 | 23-MAY-2016_06:21.36 | EA
C0256 | U050001434 | CRIB1 036 E - - | TEE 1/2" INSIDE DIA. COPPER C X C X C | 2 | 3 | 6 | 23-MAY-2016_06:21.36 | EA
C0256 | U050001437 | CRIB1 036 E - - | ELBOW 1/2" INSIDE DIA. COPPER LONG RADIUS 45 DEGREE C X C | 23 | 1.72 | 39.56 | 23-MAY-2016_06:21.36 | EA
C0256 | U050001438 | CRIB1 036 E - - | ELBOW 1/2" INSIDE DIA. COPPER 45 DEGREE C X C | 13 | 6 | 78 | 23-MAY-2016_06:21.36 | EA
C0256 | U050001439 | CRIB1 036 E - - | COUPLING 1/2" INSIDE DIA. COPPER C X C ROLLED STOP | 25 | 0.29 | 7.25 | 23-MAY-2016_06:21.36 | EA
C0256 | U050001440 | CRIB1 036 E - - | ADAPTER FEMALE 1/2" X 3/8" OUTSIDE DIA. COPPER FTG X F | 4 | 2.12 | 8.48 | 23-MAY-2016_06:21.36 | EA
C0256 | U050001441 | CRIB1 036 F - - | ADAPTER FEMALE 5/8" X 3/8" COPPER C X F | 10 | 1.58 | 15.8 | 23-MAY-2016_06:21.36 | EA
C0256 | U050001444 | CRIB1 036 C - - | COUPLING REDUCER 3/8" X 1/4" ID COPPER C X C | 16 | 0.83 | 13.28 | 23-MAY-2016_06:21.36 | EA
C0256 | U050001445 | CRIB1 036 E - - | COUPLING REDUCER 1/2" X 3/8" INSIDE DIA. COPPER C X C | 32 | 0.62 | 19.84 | 23-MAY-2016_06:21.36 | EA
C0256 | U050001446 | CRIB1 036 E - - | COUPLING REDUCER 1/2" X 1/4" INSIDE DIA. COPPER C X C | 9 | 1.51 | 13.59 | 23-MAY-2016_06:21.36 | EA
C0256 | U050001447 | CRIB1 036 E - - | REDUCER FITTING 1/2" X 3/8" INSIDE DIA. COPPER FTG X C | 3 | 0.93 | 2.78 | 23-MAY-2016_06:21.36 | EA
C0256 | U050001449 | CRIB1 036 H - - | COUPLING REDUCER 1-1/8" X 5/8" OUTSIDE DIA. COPPER C X C | 6 | 2 | 12 | 23-MAY-2016_06:21.36 | EA
C0256 | U050001450 | CRIB1 036 H - - | COUPLING REDUCER 1-3/8" X 7/8" INSIDE DIA. COPPER C X C | 4 | 1.46 | 5.84 | 23-MAY-2016_06:21.36 | EA
C0256 | U050001451 | CRIB1 036 G - - | TEE 7/8" X 5/8" X 7/8" ID COPPER C X C X C | 3 | 2 | 6 | 23-MAY-2016_06:21.36 | EA
C0256 | U050001452 | CRIB1 070 F - - | UNION 1-1/2" COPPER DIELECTRIC | 1 | 10.05 | 10.05 | 23-MAY-2016_06:21.36 | EA
C0256 | U050001458 | CRIB1 070 F - - | UNION 1/2" BRASS DIELECTRIC | 7 | 4 | 28 | 23-MAY-2016_06:21.36 | EA
C0256 | U050001460 | CRIB1 070 F - - | GASKET 3/4" EPCO DIELECTRIC FX, FB, FBC, FXC | 21 | 20 | 420 | 23-MAY-2016_06:21.36 | EA
C0256 | U050001461 | CRIB1 070 F - - | GASKET 1" EPCO DIELECTRIC FX, FB, FBC, FXC | 17 | 0.7 | 11.9 | 23-MAY-2016_06:21.36 | EA
C0256 | U050001462 | CRIB1 070 F - - | GASKET 1-1/4" EPCO DIELECTRIC FX, FB, FBC, FXC | 7 | 1.79 | 12.53 | 23-MAY-2016_06:21.36 | EA
C0256 | U050001465 | CRIB1 036 G - - | COUPLING 7/8" INSIDE DIA. COPPER C X C ROLLED STOP | 6 | 0.99 | 5.92 | 23-MAY-2016_06:21.36 | EA
C0256 | U050001467 | CRIB1 033 E - - | ELBOW ELLS DROP 3/4" BRASS 90 DEGREE C X F | 11 | 2 | 22 | 23-MAY-2016_06:21.36 | EA
C0256 | U050001468 | CRIB1 033 E - - | TEE 3/4" BRASS C X C X FEM | 11 | 9 | 99 | 23-MAY-2016_06:21.36 | EA
C0256 | U050001470 | CRIB1 033 D - - | ELBOW COMPRESSION HALF UNION MPT 3/8" X 1/2" BRASS CONNECTION OUTSIDE DIA. X MPT | 2 | 3 | 6 | 23-MAY-2016_06:21.36 | EA
C0256 | U050001471 | CRIB1 019 B - - | KIT D PILOT REPAIR | 4 | 113 | 452 | 23-MAY-2016_06:21.36 | EA
C0256 | U050001472 | CRIB1 061 B - - | ASSEMBLY DIAPHRAGM FOR 25P PT PTE & PE 25 VALVE | 2 | 19 | 38 | 23-MAY-2016_06:21.36 | EA
C0256 | U050001473 | CRIB1 061 B - - | DIAPHRAGM FOR 1" 11/4" 11/2" 25 SERIES | 2 | 17 | 34 | 23-MAY-2016_06:21.36 | EA
C0256 | U050001474 | CRIB1 061 B - - | DIAPHRAGM PART # 1H FOR 2-1/2" & 3" 25 VALE ALSO PART # 18H FOR 3" 2430 | 5 | 27 | 135 | 23-MAY-2016_06:21.36 | EA
C0256 | U050001475 | CRIB1 060 E - - | ASSEMBLY HEAD AND SEAL WITH GASKET FOR 25P PT TF AND PTE PRESS PILOT | 2 | 42 | 84 | 23-MAY-2016_06:21.36 | EA
C0256 | U050001476 | CRIB1 060 E - - | ASSEMBLY HEAD AND SEAL WITH GASKET FOR 25 T | 2 | 77 | 154 | 23-MAY-2016_06:21.36 | EA
C0256 | U050001477 | CRIB1 060 E - - | SEAL, MECHANICAL SEAL | 5 | 7 | 35 | 23-MAY-2016_06:21.36 | EA
C0256 | U050001478 | CRIB1 060 E - - | SEAL, MECHANICAL | 1 | 15 | 15 | 23-MAY-2016_06:21.36 | EA
C0256 | U050001479 | CRIB1 060 E - - | SEAL MECHANICAL | 4 | 4 | 16 | 23-MAY-2016_06:21.36 | EA
C0256 | U050001480 | CRIB1 060 E - - | SEAL, MECHANICAL SEAL | 1 | 17.4 | 17.4 | 23-MAY-2016_06:21.36 | EA
C0256 | U050001482 | CRIB1 060 E - - | MECHANICAL SEALS | 1 | 17 | 17 | 23-MAY-2016_06:21.36 | EA
C0256 | U050001483 | CRIB1 060 E - - | SEAL MECHANICAL | 2 | 64 | 128 | 23-MAY-2016_06:21.36 | EA
C0256 | U050001484 | CRIB1 060 E - - | SEAL MECHANICAL | 3 | 43.51 | 130.53 | 23-MAY-2016_06:21.36 | EA
C0256 | U050001485 | CRIB1 060 E - - | SEAL MECHANICAL | 1 | 97 | 97 | 23-MAY-2016_06:21.36 | EA
C0256 | U050001486 | CRIB1 061 D - - | SEAL KIT | 2 | 82 | 164 | 23-MAY-2016_06:21.36 | EA
C0256 | U050001487 | CRIB1 060 F - - | SEAL MFCTR: BELL GOSSE MPART: 118681 | 2 | 20.94 | 41.88 | 23-MAY-2016_06:21.36 | EA
C0256 | U050001489 | CRIB1 061 D - - | COUPLING ASSEMBLY | 4 | 8 | 32 | 23-MAY-2016_06:21.36 | EA
C0256 | U050001490 | CRIB1 042 H - - | ELBOW 1/2" X 3/8" 90 DEGREE BLACK | 3 | 0.6 | 1.8 | 23-MAY-2016_06:21.36 | EA
C0256 | U050001491 | CRIB1 042 C - - | REDUCING ELBOW, 1/2 INCH X 3/8 INCH, 90 DEG, BLACK | 5 | 1 | 5 | 23-MAY-2016_06:21.36 | EA
C0256 | U050001492 | CRIB1 043 F - - | ELBOW 3/4" X 1/2" 90 DEGREE MALLEABLE BLACK IRON | 10 | 1 | 10 | 23-MAY-2016_06:21.36 | EA
C0256 | U050001494 | CRIB1 044 C - - | ELBOW 1" X 1/2" 90 DEGREE MALLEABLE BLACK IRON | 1 | 1 | 1 | 23-MAY-2016_06:21.36 | EA
C0256 | U050001495 | CRIB1 044 J - - | REDUCING ELBOW, 1-1/4 INCH X 1 INCH, 90 DEG, MALLEABLE BLACK IRON | 21 | 2.61 | 54.81 | 23-MAY-2016_06:21.36 | EA
C0256 | U050001496 | CRIB1 045 H - - | ELBOW 1-1/2" X 1-1/4" 90 DEGREE MALLEABLE BLACK IRON | 5 | 2 | 10 | 23-MAY-2016_06:21.36 | EA
C0256 | U050001497 | CRIB1 043 C - - | REDUCING TEE 1/2 INCH X 1/2 INCH X 3/4 INCH, MALLEABLE BLACK IRON | 12 | 2.14 | 25.68 | 23-MAY-2016_06:21.36 | EA
C0256 | U050001498 | CRIB1 042 H - - | TEE, 1/2 INCH X 1/2 INCH X 1/4 INCH, MALLEABLE IRON, BLACK | 11 | 2 | 22 | 23-MAY-2016_06:21.36 | EA
C0256 | U050001499 | CRIB1 042 H - - | REDUCING TEE, 1/2 INCH X 3/8 INCH, MALLEABLE BLACK IRON | 14 | 2 | 28 | 23-MAY-2016_06:21.36 | EA
C0256 | U050001500 | CRIB1 043 F - - | TEE 3/4" X 3/4" X 3/8" MALLEABLE BLACK IRON | 1 | 2.28 | 2.28 | 23-MAY-2016_06:21.36 | EA
C0256 | U050001502 | CRIB1 072 G - - | EAR PROTECTORS,NO MODIFIER:EAR PROTECTORS 1130 SOFT FOAM EARPLUG | 26 | 15.2 | 395.2 | 23-MAY-2016_06:21.36 | BOX
C0256 | U050001504 | CRIB1 072 G - - | GLASSES SAFTEY SMITH AND WESSON MAGNUM? EYEWEAR, CLEAR LENS, BLACK FRAME | 6 | 5.53 | 33.18 | 23-MAY-2016_06:21.36 | EA
C0256 | U050001517 | CRIB1 110 E - - | METAL HALIDE LAMPS WATTAGE: 150 SHAPE: ED-17 LUMENS: 12500 MH150/U/M | 1 | 48.44 | 48.44 | 23-MAY-2016_06:21.36 | EA
C0256 | U050001531 | CRIB1 200 C - - | BELT OUTSIDE CIRCUMFERENCE (IN.) 150.00 TOP WIDTH (IN.) .62 | 2 | 36.77 | 73.54 | 23-MAY-2016_06:21.36 | EA
C0256 | U050001534 | CRIB1 200 C - - | BELT BX74 TRI-POWER V BELT OUTSIDE CIRCUMFERENCE (IN.) 77.00 TOP WIDTH (IN.) .66 | 2 | 8.69 | 17.38 | 23-MAY-2016_06:21.36 | EA
C0256 | U050001535 | CRIB1 072 F - - | SENSOR WALL WITH SETPOINT LEVER, OCCUPANT OVERRIDE SWITCH, AND SERVICE JACK | 1 | 75 | 75 | 23-MAY-2016_06:21.36 | EA
C0256 | U050001536 | CRIB1 200 C - - | BELT BX79 TRI-POWER V BELT OUTSIDE CIRCUMFERENCE (IN.) 82.00 TOP WIDTH (IN.) .66 | 2 | 8.45 | 16.9 | 23-MAY-2016_06:21.36 | EA
C0256 | U050001538 | CRIB1 200 C - - | 3V - 8V TYPE V-BELT. MAX WIDTH: 0.625 INCH, THICKNESS: 0.546875 INCH, OUTER CIRCUMFERENCE: 190 INCH, NOTCHED, STANDARD INDUSTRIAL V BELT. DEPTH 0.546875 INCH | 2 | 46.91 | 93.82 | 23-MAY-2016_06:21.36 | EA
C0256 | U050001542 | CRIB1 200 C - - | BELT AX59 TRI-POWER V BELT OUTSIDE CIRCUMFERENCE (IN.) 61.00 TOP WIDTH (IN.) .50 | 1 | 5.08 | 5.08 | 23-MAY-2016_06:21.36 | EA
C0256 | U050001543 | CRIB1 200 C - - | BELT B58 HI PWR2 HD BELT EFFECTIVE LENGTH (IN.) 60.90 OUTSIDE CIRCUMFERENCE (IN.) 61.00 TOP WIDTH (IN.) .66 | 2 | 6.11 | 12.22 | 23-MAY-2016_06:21.36 | EA
C0256 | U050001544 | CRIB1 080 F - - | POWER FUSE, TIME DELAY, 10 SECONDS MINIMUM AT 500% RATED CURRENT, 300 KA INTERRUPTING RATING RMS SYMMETRICAL, CLASS J, 600 VOLT AC, 200 AMP. | 2 | 56.93 | 113.86 | 23-MAY-2016_06:21.36 | EA
C0256 | U050001546 | CRIB1 080 F - - | POWER FUSE, VERY FAST ACTING, CURRENT LIMITING, 200 KA RMS SYMMETRICAL, 20 KA DC INTERRUPTING RATING, CLASS T, 600 VOLT AC, 100 AMP. | 1 | 14.89 | 14.89 | 23-MAY-2016_06:21.36 | EA
C0256 | U050001550 | CRIB1 080 F - - | FUSE KTK-R-1/2 FAST-ACTING FUSES CLASS CC - 600 VOLT | 12 | 6.25 | 75 | 23-MAY-2016_06:21.36 | EA
C0256 | U050001551 | CRIB1 080 F - - | FUSE,:FNM 2 FUSETRON 250V:MFCTR: BUSS MPART: FNM 2: MFCTR: BUSS MPART: FNM 2 | 8 | 2.25 | 18 | 23-MAY-2016_06:21.36 | EA
C0256 | U050001552 | CRIB1 080 F - - | FUSE FRS-R-17-1/2 DUAL-ELEMENT, TIME-DELAY FUSES CLASS RK5 600 VOLT | 1 | 4.52 | 4.52 | 23-MAY-2016_06:21.36 | EA
C0256 | U050001554 | CRIB1 080 F - - | FUSE,:200AA,600VV,DUAL ELEMENT TIME DELAY,CLASS RK5,FUSETRON: MFCTR: FUSETRON MPART: FRSR200 | 2 | 32.1 | 64.2 | 23-MAY-2016_06:21.36 | EA
C0256 | U050001557 | CRIB1 080 F - - | FUSE LOW-PEAK LP-CC TIME-DELAY FUSES CLASS CC 600 VOLT | 1 | 5.74 | 5.74 | 23-MAY-2016_06:21.36 | EA
C0256 | U050001559 | CRIB1 080 F - - | SEMICONDUCTOR FUSE, HIGH SPEED, 500 VOLT AC/ DC, 200 AMP, 100000A RMS SYM. INTERRUPTING RATING. | 2 | 24.07 | 48.14 | 23-MAY-2016_06:21.36 | EA
C0256 | U050001562 | CRIB1 080 F - - | FUSE JJS-30 T-TRON VERY FAST-ACTING FUSES JJS CLASS T ? 600 VOLT | 2 | 5.31 | 10.62 | 23-MAY-2016_06:21.36 | EA
C0256 | U050001564 | CRIB1 080 F - - | ELECTRICAL FUSE, MINIATURE, LOW PEAK? TIME DELAY FUSE, CLASS CC, 600 VOLT, 12 AMP, INTERRUPTING RATING: 200000 AMP RMS SYM, VERY COMPACT, 13/32 INCH X 1-1/2 INCH, W/REJECTION TIP | 1 | 0.01 | 0.01 | 23-MAY-2016_06:21.36 | EA
C0256 | U050001565 | CRIB1 080 F - - | FUSE,:20AA,600VV,VERY FAST ACTING,CLASS T,TRON | 2 | 6.47 | 12.94 | 23-MAY-2016_06:21.36 | EA
C0256 | U050001566 | CRIB1 080 F - - | FUSE T-TRON VERY FAST-ACTING FUSES JJS CLASS T ? 600 VOLT | 2 | 14.7 | 29.4 | 23-MAY-2016_06:21.36 | EA
C0256 | U050001574 | CRIB1 200 C - - | BELT DRIVE UP6 25 HP 150 PSI | 4 | 113.63 | 454.52 | 23-MAY-2016_06:21.36 | EA
C0256 | U050001577 | CRIB1 060 D - - | ELEMENT | 1 | 190 | 190 | 23-MAY-2016_06:21.36 | EA
C0256 | U050001578 | CRIB1 060 D - - | ELEMENT | 1 | 190 | 190 | 23-MAY-2016_06:21.36 | EA
C0256 | U050001589 | CRIB1 015 B - - | WHEEL CUT OFF 4-1/2" X .045" X 7/8" MAX RPM 13580 GEMINI | 24 | 2.14 | 51.36 | 23-MAY-2016_06:21.36 | EA
C0256 | U050001593 | CRIB1 078 E - - | ADHESIVE ULTRA/BOND ECO 575 945 ML (1 QT.) A HIGH PERFORMANCE SOLVENT-FREE, COVE BASE ADHESIVE FOR THE INSTALLATION OF VINYL, RUBBER & CARPET COVE BASES OVER GOOD QUALITY SURFACES. | 5 | 14.9 | 74.5 | 23-MAY-2016_06:21.36 | QT
C0256 | U050001595 | CRIB1 071 B - - | BLADE,NO MODIFIER:BLADE UTILITY TWO NOTCH NO HOLE CARBON UNCOATED | 3 | 28.89 | 86.67 | 23-MAY-2016_06:21.36 | BOX
C0256 | U050001596 | CRIB1 900 C - - | SOLVENT NAPTHA RECOMMENDED REDUCER FOR PORE-O-PAC WOOD FILLER | 1 | 3.55 | 3.55 | 23-MAY-2016_06:21.36 | CN
C0256 | U050001600 | CRIB1 043 F - - | REDUCING TEE, 3/4 INCH X 1/2 INCH, MALLEABLE BLACK IRON | 14 | 2 | 28 | 23-MAY-2016_06:21.36 | EA
C0256 | U050001601 | CRIB1 043 F - - | TEE 3/4" X 1/2" X 1/2" MALLEABLE BLACK IRON | 7 | 2 | 14 | 23-MAY-2016_06:21.36 | EA
C0256 | U050001602 | CRIB1 042 C - - | TEE 3/8" X 3/8" X 1/4" MALLEABLE BLACK IRON | 9 | 1 | 9 | 23-MAY-2016_06:21.36 | EA
C0256 | U050001603 | Non-Stock | ELBOW 1-1/4" X 3/4" 90 DEGREE SCHEDUAL 80 MALLEABLE BLACK IRON | 1 | 2.61 | 2.61 | 23-MAY-2016_06:21.36 | EA
C0256 | U050001604 | CRIB1 044 C - - | REDUCING TEE, 1 INCH X 1 INCH X 3/4 INCH, CLASS 150, MALLEABLE BLACK IRON | 5 | 3 | 15 | 23-MAY-2016_06:21.36 | EA
C0256 | U050001605 | CRIB1 044 C - - | TEE, 1 INCH X 1 INCH X 1/2 INCH, MALLEABLE IRON, BLACK | 6 | 3 | 18 | 23-MAY-2016_06:21.36 | EA
C0256 | U050001606 | CRIB1 045 H - - | TEE 1-1/2" X 1-1/2" X 1" MALLEABLE BLACK IRON | 8 | 4.72 | 37.76 | 23-MAY-2016_06:21.36 | EA
C0256 | U050001607 | CRIB1 045 J - - | TEE 1-1/2" X 1-1/2" X 1-1/4" MALLEABLE BLACK IRON | 9 | 5.76 | 51.84 | 23-MAY-2016_06:21.36 | EA
C0256 | U050001608 | CRIB1 046 E - - | TEE 2" X 1-1/2" X 1" MALLEABLE BLACK IRON | 4 | 4.56 | 18.24 | 23-MAY-2016_06:21.36 | EA
C0256 | U050001609 | CRIB1 046 E - - | TEE 2" X 2" X 1/2" MALLEABLE BLACK IRON | 4 | 7.54 | 30.16 | 23-MAY-2016_06:21.36 | EA
C0256 | U050001611 | CRIB1 044 J - - | TEE 1-1/4" X 1-1/4" X 1/2" MALLEABLE BLACK IRON | 3 | 4.21 | 12.63 | 23-MAY-2016_06:21.36 | EA
C0256 | U050001612 | CRIB1 045 E - - | TEE 1-1/4" X 1" X 3/4" MALLEABLE BLACK IRON | 3 | 1.44 | 4.33 | 23-MAY-2016_06:21.36 | EA
C0256 | U050001614 | CRIB1 200 C - - | FRACTIONAL HORSEPOWER V-BELT. MAX WIDTH: 0.5 INCH, THICKNESS: 0.3125 INCH, OUTER CIRCUMFERENCE: 33 INCH, SMOOTH, LIGHT DUTY, (FHP). DEPTH 0.312500 INCH | 2 | 2.22 | 4.44 | 23-MAY-2016_06:21.36 | EA
C0256 | U050001627 | CRIB1 200 B - - | FRACTIONAL HORSEPOWER V-BELT. MAX WIDTH: 0.5 INCH, THICKNESS: 0.3125 INCH, OUTER CIRCUMFERENCE: 48 INCH, SMOOTH, LIGHT DUTY, (FHP). DEPTH 0.312500 INCH | 6 | 4.62 | 27.72 | 23-MAY-2016_06:21.36 | EA
C0256 | U050001628 | CRIB1 200 B - - | FRACTIONAL HORSEPOWER V-BELT. MAX WIDTH: 0.5 INCH, THICKNESS: 0.3125 INCH, OUTER CIRCUMFERENCE: 50 INCH, SMOOTH, LIGHT DUTY, (FHP). DEPTH 0.312500 INCH | 2 | 4 | 8 | 23-MAY-2016_06:21.36 | EA
C0256 | U050001630 | CRIB1 200 B - - | FRACTIONAL HORSEPOWER V-BELT. MAX WIDTH: 0.5 INCH, THICKNESS: 0.3125 INCH, OUTER CIRCUMFERENCE: 52 INCH, SMOOTH, LIGHT DUTY, (FHP). DEPTH 0.312500 INCH | 4 | 3 | 12 | 23-MAY-2016_06:21.36 | EA
C0256 | U050001631 | CRIB1 200 B - - | FRACTIONAL HORSEPOWER V-BELT. MAX WIDTH: 0.5 INCH, THICKNESS: 0.3125 INCH, OUTER CIRCUMFERENCE: 53 INCH, SMOOTH, LIGHT DUTY, (FHP). DEPTH 0.312500 INCH | 7 | 4.89 | 34.23 | 23-MAY-2016_06:21.36 | EA
C0256 | U050001633 | CRIB1 200 B - - | FRACTIONAL HORSEPOWER V-BELT. MAX WIDTH: 0.5 INCH, THICKNESS: 0.3125 INCH, OUTER CIRCUMFERENCE: 23 INCH, SMOOTH, LIGHT DUTY, (FHP). DEPTH 0.312500 INCH | 1 | 2.07 | 2.07 | 23-MAY-2016_06:21.36 | EA
C0256 | U050001642 | CRIB1 200 B - - | FRACTIONAL HORSEPOWER V-BELT. MAX WIDTH: 0.5 INCH, THICKNESS: 0.3125 INCH, OUTER CIRCUMFERENCE: 55 INCH, SMOOTH, LIGHT DUTY, (FHP). DEPTH 0.312500 INCH | 4 | 3.08 | 12.32 | 23-MAY-2016_06:21.36 | EA
C0256 | U050001643 | CRIB1 200 B - - | FRACTIONAL HORSEPOWER V-BELT. MAX WIDTH: 0.5 INCH, THICKNESS: 0.3125 INCH, OUTER CIRCUMFERENCE: 58 INCH, SMOOTH, LIGHT DUTY, (FHP). DEPTH 0.312500 INCH | 10 | 6 | 60 | 23-MAY-2016_06:21.36 | EA
C0256 | U050001644 | CRIB1 200 B - - | FRACTIONAL HORSEPOWER V-BELT. MAX WIDTH: 0.5 INCH, THICKNESS: 0.3125 INCH, OUTER CIRCUMFERENCE: 56 INCH, SMOOTH, LIGHT DUTY, (FHP). DEPTH 0.312500 INCH (NOTE CROSS REFERENCE A54 12-1395) | 2 | 3 | 6 | 23-MAY-2016_06:21.36 | EA
C0256 | U050001645 | CRIB1 200 B - - | FRACTIONAL HORSEPOWER V-BELT. MAX WIDTH: 0.5 INCH, THICKNESS: 0.3125 INCH, OUTER CIRCUMFERENCE: 73 INCH, SMOOTH, LIGHT DUTY, (FHP). DEPTH 0.312500 INCH | 4 | 6 | 24 | 23-MAY-2016_06:21.36 | EA
C0256 | U050001646 | CRIB1 200 B - - | FRACTIONAL HORSEPOWER V-BELT. MAX WIDTH: 0.5 INCH, THICKNESS: 0.3125 INCH, OUTER CIRCUMFERENCE: 72 INCH, SMOOTH, LIGHT DUTY, (FHP). DEPTH 0.312500 INCH | 11 | 6 | 66 | 23-MAY-2016_06:21.36 | EA
C0256 | U050001651 | CRIB1 200 B - - | BELT,V: INSIDE CIRCUMFERENCE 34 INCHES, OUTSIDE CIRCUMFERENCE 36.3 INCHES, 0.500 INCH TOP WIDTH | 3 | 2.73 | 8.19 | 23-MAY-2016_06:21.36 | EA
C0256 | U050001652 | CRIB1 200 B - - | BELT,V: INSIDE CIRCUMFERENCE 36 INCHES, OUTSIDE CIRCUMFERENCE 38.3 INCHES, 0.5 INCH TOP WIDTH | 1 | 4.35 | 4.35 | 23-MAY-2016_06:21.36 | EA
C0256 | U050001653 | CRIB1 200 B - - | FRACTIONAL HORSEPOWER V-BELT. MAX WIDTH: 0.5 INCH, THICKNESS: 0.3125 INCH, OUTER CIRCUMFERENCE: 44 INCH, SMOOTH, LIGHT DUTY, (FHP). DEPTH 0.312500 INCH CROSS FROM A42 | 4 | 4.88 | 19.52 | 23-MAY-2016_06:21.36 | EA
C0256 | U050001655 | CRIB1 200 B - - | BELT,V: INSIDE CIRCUMFERENCE 51 INCHES, OUTSIDE CIRCUMFERENCE 53.3 INCHES, 0.500 INCH TOP WIDTH | 1 | 3.51 | 3.51 | 23-MAY-2016_06:21.36 | EA
C0256 | U050001656 | CRIB1 200 B - - | FRACTIONAL HORSEPOWER V-BELT. MAX WIDTH: 0.375 INCH, THICKNESS: 0.21875 INCH, OUTER CIRCUMFERENCE: 21 INCH, SMOOTH, LIGHT DUTY, (FHP). DEPTH 0.218750 INCH | 1 | 1.94 | 1.94 | 23-MAY-2016_06:21.36 | EA
C0256 | U050001658 | CRIB1 200 B - - | FRACTIONAL HORSEPOWER V-BELT. MAX WIDTH: 0.375 INCH, THICKNESS: 0.21875 INCH, OUTER CIRCUMFERENCE: 23 INCH, SMOOTH, LIGHT DUTY, (FHP). DEPTH 0.218750 INCH | 13 | 2 | 26 | 23-MAY-2016_06:21.36 | EA
C0256 | U050001659 | CRIB1 200 B - - | FRACTIONAL HORSEPOWER V-BELT. MAX WIDTH: 0.375 INCH, THICKNESS: 0.21875 INCH, OUTER CIRCUMFERENCE: 24 INCH, SMOOTH, LIGHT DUTY, (FHP). DEPTH 0.218750 INCH | 1 | 1.94 | 1.94 | 23-MAY-2016_06:21.36 | EA
C0256 | U050001660 | CRIB1 200 B - - | FRACTIONAL HORSEPOWER V-BELT. MAX WIDTH: 0.375 INCH, THICKNESS: 0.21875 INCH, OUTER CIRCUMFERENCE: 25 INCH, SMOOTH, LIGHT DUTY, (FHP). DEPTH 0.218750 INCH | 2 | 5.49 | 10.98 | 23-MAY-2016_06:21.36 | EA
C0256 | U050001661 | CRIB1 200 A - - | FRACTIONAL HORSEPOWER V-BELT. MAX WIDTH: 0.375 INCH, THICKNESS: 0.21875 INCH, OUTER CIRCUMFERENCE: 26 INCH, SMOOTH, LIGHT DUTY, (FHP). DEPTH 0.218750 INCH | 2 | 3 | 6 | 23-MAY-2016_06:21.36 | EA
C0256 | U050001662 | CRIB1 200 A - - | FRACTIONAL HORSEPOWER V-BELT. MAX WIDTH: 0.375 INCH, THICKNESS: 0.21875 INCH, OUTER CIRCUMFERENCE: 27 INCH, SMOOTH, LIGHT DUTY, (FHP). DEPTH 0.218750 INCH | 5 | 3.54 | 17.7 | 23-MAY-2016_06:21.36 | EA
C0256 | U050001663 | CRIB1 200 A - - | FRACTIONAL HORSEPOWER V-BELT. MAX WIDTH: 0.375 INCH, THICKNESS: 0.21875 INCH, OUTER CIRCUMFERENCE: 28 INCH, SMOOTH, LIGHT DUTY, (FHP). DEPTH 0.218750 INCH | 4 | 3.09 | 12.37 | 23-MAY-2016_06:21.36 | EA
C0256 | U050001664 | CRIB1 200 A - - | FRACTIONAL HORSEPOWER V-BELT. MAX WIDTH: 0.375 INCH, THICKNESS: 0.21875 INCH, OUTER CIRCUMFERENCE: 29 INCH, SMOOTH, LIGHT DUTY, (FHP). DEPTH 0.218750 INCH | 10 | 2 | 20 | 23-MAY-2016_06:21.36 | EA
C0256 | U050001665 | CRIB1 200 A - - | FRACTIONAL HORSEPOWER V-BELT. MAX WIDTH: 0.375 INCH, THICKNESS: 0.21875 INCH, OUTER CIRCUMFERENCE: 30 INCH, SMOOTH, LIGHT DUTY, (FHP). DEPTH 0.218750 INCH | 3 | 4 | 12 | 23-MAY-2016_06:21.36 | EA
C0256 | U050001671 | CRIB1 200 A - - | BELT,V: INSIDE CIRCUMFERENCE 59 INCHES, OUTSIDE CIRCUMFERENCE 61 INCHES, 0.5 INCH TOP WIDTH | 3 | 3 | 9 | 23-MAY-2016_06:21.36 | EA
C0256 | U050001673 | CRIB1 200 A - - | BELT,V: INSIDE CIRCUMFERENCE 65 INCHES, OUTSIDE CIRCUMFERENCE 67 INCHES, 0.5 INCH TOP WIDTH | 4 | 3 | 12 | 23-MAY-2016_06:21.36 | EA
C0256 | U050001674 | CRIB1 201 C - - | FRACTIONAL HORSEPOWER V-BELT. MAX WIDTH: 0.375 INCH, THICKNESS: 0.21875 INCH, OUTER CIRCUMFERENCE: 31 INCH, SMOOTH, LIGHT DUTY, (FHP). DEPTH 0.218750 INCH | 5 | 15.74 | 78.7 | 23-MAY-2016_06:21.36 | EA
C0256 | U050001675 | CRIB1 201 C - - | FRACTIONAL HORSEPOWER V-BELT. MAX WIDTH: 0.375 INCH, THICKNESS: 0.21875 INCH, OUTER CIRCUMFERENCE: 32 INCH, SMOOTH, LIGHT DUTY, (FHP). DEPTH 0.218750 INCH | 6 | 2.05 | 12.3 | 23-MAY-2016_06:21.36 | EA
C0256 | U050001676 | CRIB1 201 C - - | FRACTIONAL HORSEPOWER V-BELT. MAX WIDTH: 0.375 INCH, THICKNESS: 0.21875 INCH, OUTER CIRCUMFERENCE: 33 INCH, SMOOTH, LIGHT DUTY, (FHP). DEPTH 0.218750 INCH | 2 | 3.86 | 7.72 | 23-MAY-2016_06:21.36 | EA
C0256 | U050001677 | CRIB1 201 C - - | FRACTIONAL HORSEPOWER V-BELT. MAX WIDTH: 0.375 INCH, THICKNESS: 0.21875 INCH, OUTER CIRCUMFERENCE: 34 INCH, SMOOTH, LIGHT DUTY, (FHP). DEPTH 0.218750 INCH | 2 | 3.92 | 7.84 | 23-MAY-2016_06:21.36 | EA
C0256 | U050001678 | CRIB1 201 C - - | FRACTIONAL HORSEPOWER V-BELT. MAX WIDTH: 0.375 INCH, THICKNESS: 0.21875 INCH, OUTER CIRCUMFERENCE: 35 INCH, SMOOTH, LIGHT DUTY, (FHP). DEPTH 0.218750 INCH | 9 | 2 | 18 | 23-MAY-2016_06:21.36 | EA
C0256 | U050001679 | CRIB1 201 C - - | FRACTIONAL HORSEPOWER V-BELT. MAX WIDTH: 0.375 INCH, THICKNESS: 0.21875 INCH, OUTER CIRCUMFERENCE: 36 INCH, SMOOTH, LIGHT DUTY, (FHP). DEPTH 0.218750 INCH | 4 | 4 | 16 | 23-MAY-2016_06:21.36 | EA
C0256 | U050001680 | CRIB1 201 C - - | FRACTIONAL HORSEPOWER V-BELT. MAX WIDTH: 0.375 INCH, THICKNESS: 0.21875 INCH, OUTER CIRCUMFERENCE: 37 INCH, SMOOTH, LIGHT DUTY, (FHP). DEPTH 0.218750 INCH | 9 | 2 | 18 | 23-MAY-2016_06:21.36 | EA
C0256 | U050001681 | CRIB1 201 C - - | FRACTIONAL HORSEPOWER V-BELT. MAX WIDTH: 0.375 INCH, THICKNESS: 0.21875 INCH, OUTER CIRCUMFERENCE: 38 INCH, SMOOTH, LIGHT DUTY, (FHP). DEPTH 0.218750 INCH | 5 | 2 | 10 | 23-MAY-2016_06:21.36 | EA
C0256 | U050001682 | CRIB1 201 C - - | FRACTIONAL HORSEPOWER V-BELT. MAX WIDTH: 0.375 INCH, THICKNESS: 0.21875 INCH, OUTER CIRCUMFERENCE: 39 INCH, SMOOTH, LIGHT DUTY, (FHP). DEPTH 0.218750 INCH | 12 | 2 | 24 | 23-MAY-2016_06:21.36 | EA
C0256 | U050001683 | CRIB1 201 C - - | FRACTIONAL HORSEPOWER V-BELT. MAX WIDTH: 0.375 INCH, THICKNESS: 0.21875 INCH, OUTER CIRCUMFERENCE: 43 INCH, SMOOTH, LIGHT DUTY, (FHP). DEPTH 0.218750 INCH | 6 | 4 | 24 | 23-MAY-2016_06:21.36 | EA
C0256 | U050001684 | CRIB1 201 C - - | FRACTIONAL HORSEPOWER V-BELT. MAX WIDTH: 0.375 INCH, THICKNESS: 0.21875 INCH, OUTER CIRCUMFERENCE: 44 INCH, SMOOTH, LIGHT DUTY, (FHP). DEPTH 0.218750 INCH | 5 | 2 | 10 | 23-MAY-2016_06:21.36 | EA
C0256 | U050001685 | CRIB1 201 C - - | FRACTIONAL HORSEPOWER V-BELT. MAX WIDTH: 0.375 INCH, THICKNESS: 0.21875 INCH, OUTER CIRCUMFERENCE: 51 INCH, SMOOTH, LIGHT DUTY, (FHP). DEPTH 0.218750 INCH | 4 | 2 | 8 | 23-MAY-2016_06:21.36 | EA
C0256 | U050001686 | CRIB1 201 C - - | FRACTIONAL HORSEPOWER V-BELT. MAX WIDTH: 0.375 INCH, THICKNESS: 0.21875 INCH, OUTER CIRCUMFERENCE: 54 INCH, SMOOTH, LIGHT DUTY, (FHP). DEPTH 0.218750 INCH | 3 | 2 | 6 | 23-MAY-2016_06:21.36 | EA
C0256 | U050001687 | CRIB1 201 C - - | BELT,V: INSIDE CIRCUMFERENCE66 INCHES, OUTSIDE CIRCUMFERENCE 68.3 INCHES, 0.500 TOP INCH WIDTH | 1 | 9 | 9 | 23-MAY-2016_06:21.36 | EA
C0256 | U050001688 | CRIB1 201 C - - | BELT,V: INSIDE CIRCUMFERENCE 68 IINCHES, OUTSIDE CIRCUMFERENCE 70.3INCHES, 0.500 TOP INCH WIDTH | 2 | 16.82 | 33.64 | 23-MAY-2016_06:21.36 | EA
C0256 | U050001689 | CRIB1 201 C - - | BELT,V: INSIDE CIRCUMFERENCE 70 INCHES, OUTSIDE CIRCUMFERENCE 72.3 INCHES,0.500 TOP INCH WIDTH | 16 | 4 | 64 | 23-MAY-2016_06:21.36 | EA
C0256 | U050001691 | CRIB1 201 C - - | TRI POWER V-BELT, INSIDE CIRCUMFERENCE 72 INCH, OUTSIDE CIRCUMFERENCE 74.1 INCH, 0.5 INCH TOP WIDTH | 6 | 6 | 36 | 23-MAY-2016_06:21.36 | EA
C0256 | U050001692 | CRIB1 201 C - - | BELT,V: INSIDE CIRCUMFERENCE 74 INCHES, OUTSIDE CIRCUMFERENCE 76 INCHES, 0.5 TOP INCH WIDTH | 2 | 6 | 12 | 23-MAY-2016_06:21.36 | EA
C0256 | U050001693 | CRIB1 201 C - - | BELT,V: INSIDE CIRCUMFERENCE 75 INCHES, OUTSIDE CIRCUMFERENCE 77.3 INCHES, 0.500 TOP INCH WIDTH | 4 | 6 | 24 | 23-MAY-2016_06:21.36 | EA
C0256 | U050001694 | CRIB1 201 C - - | BELT,V: INSIDE CIRCUMFERENCE 78 INCHES, OUTSIDE CIRCUMFERENCE 80 INCHES, 0.5 TOP INCH WIDTH | 3 | 11.69 | 35.07 | 23-MAY-2016_06:21.36 | EA
C0256 | U050001695 | CRIB1 201 C - - | BELT,V: INSIDE CIRCUMFERENCE 79 INCHES, OUTSIDE CIRCUMFERENCE 81 INCHES, 0.5 TOP INCH WIDTH | 4 | 7 | 28 | 23-MAY-2016_06:21.36 | EA
C0256 | U050001697 | CRIB1 201 C - - | BELT,V:,INSIDE CIRCUMFERENCE 82 INCHES, OUTSIDE CIRCUMFERENCE 84.3 INCHES, 0.5 INCHES TOP WIDTH | 3 | 7.38 | 22.15 | 23-MAY-2016_06:21.36 | EA
C0256 | U050001698 | CRIB1 201 C - - | BELT,V: INSIDE CIRCUMFERENCE 87 INCHES, OUTSIDE CIRCUMFERENCE 89 INCHES, 0.5 INCH TOP WIDTH | 2 | 5.22 | 10.44 | 23-MAY-2016_06:21.36 | EA
C0256 | U050001699 | CRIB1 201 C - - | BELT,V: INSIDE CIRCUMFERENCE 88 INCHES, OUTSIDE CIRCUMFERENCE 90 INCHES, 0.5 INCH TOP WIDTH | 5 | 5 | 25 | 23-MAY-2016_06:21.36 | EA
C0256 | U050001700 | CRIB1 050 E - - | REBUILDING KIT FOR PRESSURE REGULATOR FOR HAWS DRINKING FOUNTAIN 4DR2/4PR2 5865-66 | 6 | 7 | 42 | 23-MAY-2016_06:21.36 | EA
C0256 | U050001701 | CRIB1 067 E - - | ROD STEMS 10 INCH PHASE 2 FOR MODEL 70, 80, 85,90 & 95 FREEZELESS WALL HYDRANT | 2 | 5 | 10 | 23-MAY-2016_06:21.36 | EA
C0256 | U050001703 | CRIB1 067 E - - | WALL HYDRANT SEAT | 11 | 6.72 | 73.92 | 23-MAY-2016_06:21.36 | EA
C0256 | U050001704 | CRIB1 067 E - - | VALVE WASHER PACKING | 10 | 1 | 10 | 23-MAY-2016_06:21.36 | EA
C0256 | U050001705 | CRIB1 050 E - - | DRINKING FOUNTAIN PUSH BUTTON CAP | 9 | 2 | 18 | 23-MAY-2016_06:21.36 | EA
C0256 | U050001706 | CRIB1 068 C - - | NIPPLE 1/2 INCH X 3 INCH STAINLESS STEEL 304 | 2 | 1.79 | 3.58 | 23-MAY-2016_06:21.36 | EA
C0256 | U050001707 | CRIB1 068 C - - | NIPPLE 3/4 INCH X 3 INCH STAINLESS STEEL 304 | 4 | 5 | 20 | 23-MAY-2016_06:21.36 | EA
C0256 | U050001708 | CRIB1 068 C - - | ELBOW 1 INCH 90 DEG STAINLESS STEEL 304 | 2 | 2.53 | 5.06 | 23-MAY-2016_06:21.36 | EA
C0256 | U050001709 | CRIB1 068 C - - | ELBOW 3/4 INCH 90 DEG STAINLESS STEEL 304 | 1 | 2 | 2 | 23-MAY-2016_06:21.36 | EA
C0256 | U050001710 | CRIB1 068 C - - | UNION 1/2 INCH STAINLESS STEEL 304 | 6 | 3.32 | 19.92 | 23-MAY-2016_06:21.36 | EA
C0256 | U050001711 | CRIB1 068 C - - | ELBOW 1/2 INCH 90 DEG STAINLEES STEEL 304 | 1 | 1.24 | 1.24 | 23-MAY-2016_06:21.36 | EA
C0256 | U050001712 | CRIB1 067 E - - | HYDRANT REPAIR KIT -Z-1305, Z-1315, Z-1325 | 2 | 27 | 54 | 23-MAY-2016_06:21.36 | EA
C0256 | U050001713 | CRIB1 067 E - - | HYDRANT REPAIR KIT FOR Z-1300, Z-1310 | 1 | 45.26 | 45.26 | 23-MAY-2016_06:21.36 | EA
C0256 | U050001714 | CRIB1 052 D - - | DRINKING FOUNTAIN #362 REBUILD KIT | 2 | 5 | 10 | 23-MAY-2016_06:21.36 | EA
C0256 | U050001715 | CRIB1 050 E - - | BUBBLER HEAD STEM ASSEMBLY FOR EBCO 1200A | 13 | 30 | 390 | 23-MAY-2016_06:21.36 | EA
C0256 | U050001716 | CRIB1 050 E - - | STREAM CONTROL DIAPHRAGM 1 13/16 INCH X 3/16 INCH X 1/16 INCH | 1 | 7.03 | 7.03 | 23-MAY-2016_06:21.36 | EA
C0256 | U050001717 | CRIB1 050 E - - | BUBBLER STREAM REBUILD KIT FOR HT-2 BUBBLER | 4 | 6.88 | 27.52 | 23-MAY-2016_06:21.36 | EA
C0256 | U050001718 | CRIB1 050 E - - | BUBBLER HANDLE REBUILD KIT | 2 | 10.1 | 20.2 | 23-MAY-2016_06:21.36 | EA
C0256 | U050001719 | CRIB1 050 E - - | BUBBLER HANDLE REBUILD KIT | 4 | 9.44 | 37.76 | 23-MAY-2016_06:21.36 | EA
C0256 | U050001720 | CRIB1 050 F - - | BUBBLER IPS INLINE STREAM REGULATOR | 4 | 59 | 236 | 23-MAY-2016_06:21.36 | EA
C0256 | U050001721 | CRIB1 050 F - - | BUBBLER HANDLE PLASTIC WITH SET SCREW FOR MODEL 1200A | 4 | 12 | 48 | 23-MAY-2016_06:21.36 | EA
C0256 | U050001722 | CRIB1 050 F - - | HEAD,NO MODIFIER:BUBBLER HEAD PROJECTOR PLASTIC | 1 | 11 | 11 | 23-MAY-2016_06:21.36 | EA
C0256 | U050001724 | CRIB1 068 C - - | ELBOW 1/2 INCH 90 DEG CHROME PLATED | 3 | 9.46 | 28.38 | 23-MAY-2016_06:21.36 | EA
C0256 | U050001725 | CRIB1 068 C - - | NIPPLE 1/2 INCH X 4 INCH CHROME PLATED | 1 | 2.64 | 2.64 | 23-MAY-2016_06:21.36 | EA
C0256 | U050001726 | CRIB1 068 C - - | ELBOW 3/4 INCH 90 DEG CHROME PLATED | 2 | 11.04 | 22.08 | 23-MAY-2016_06:21.36 | EA
C0256 | U050001728 | CRIB1 074 F - - | SOLENOID VALVE 2 WAY 1 INCH PORT 5 PSI 115/60 VOLT | 3 | 65 | 195 | 23-MAY-2016_06:21.36 | EA
C0256 | U050001729 | CRIB1 074 F - - | PARTS KIT FOR SOLENOID VALVE SERIES 240RA29 | 1 | 16 | 16 | 23-MAY-2016_06:21.36 | EA
C0256 | U050001730 | CRIB1 074 F - - | SOLENOID VALVE 3/4 INCH PORT, 12.3 GPM @5 PSI, 17.4 GPM @ 10 PSI, SWP 300 PSIG, BURST 1500 PSIG, 035022 | 1 | 36 | 36 | 23-MAY-2016_06:21.36 | EA
C0256 | U050001731 | CRIB1 050 F - - | BUBBLER VALVE TYPE 12000A WITH HANDLE AND FLEX GUARD | 5 | 71 | 355 | 23-MAY-2016_06:21.36 | EA
C0256 | U050001732 | CRIB1 074 F - - | SOLENOID VALVE COIL 240/60 VOLTS 220/50 MP-C-015 B83 | 2 | 35.5 | 71 | 23-MAY-2016_06:21.36 | EA
C0256 | U050001733 | CRIB1 063 C - - | DRAIN PLUG WITH PULL UP STOPPER AND TAIL PIECE 1 1/2 INCH X 8 INCH | 1 | 12.16 | 12.16 | 23-MAY-2016_06:21.36 | EA
C0256 | U050001734 | CRIB1 075 D - - | TEMPERATURE REGULATOR FOR HEATING SIZE 15 (1/2), SCREW CONNECTION NPT | 3 | 87 | 261 | 23-MAY-2016_06:21.36 | EA
C0256 | U050001735 | CRIB1 052 F - - | UNDERSINK P TRAP, HOT & COLD SUPPLY PROTECTIVE PIPE COVERS FOR HANDICAP LAVORTORIES AND SINKS, COLOR WHITE | 7 | 30 | 210 | 23-MAY-2016_06:21.36 | EA
C0256 | U050001736 | CRIB1 050 G - - | TAIL PIECE 1 1/2 FLANGED TO THREAD 17 GAUGE CHROME PLATED | 3 | 2.1 | 6.3 | 23-MAY-2016_06:21.36 | EA
C0256 | U050001737 | CRIB1 063 E - - | TAIL PIECE 1 1/2 INCH X 8 INCH FLANGED X THREAD | 6 | 6.75 | 40.5 | 23-MAY-2016_06:21.36 | EA
C0256 | U050001742 | CRIB1 063 G - - | J BEND 2 INCH CHROME PLATED TREADED X FLANGED WITH SLIP NUT 17 GAUGE | 1 | 15.2 | 15.2 | 23-MAY-2016_06:21.36 | EA
C0256 | U050001743 | CRIB1 063 E - - | TAIL PIECE 1.1/2 INCH X 12 INCH THREADED BOTH ENDS CHROME PLATED 17 GAUGE | 5 | 6 | 30 | 23-MAY-2016_06:21.36 | EA
C0256 | U050001744 | CRIB1 063 D - - | TAIL PIECE 1.1/4 INCH X 8 INCH FLANGED 17 GAUGE CHROME PLATED | 7 | 8 | 56 | 23-MAY-2016_06:21.36 | EA
C0256 | U050001746 | CRIB1 063 D - - | TAIL PIECE 1 1/4 INCH X 12 INCH FLANGED 17 GAUGE CHROME PLATED | 1 | 7.01 | 7.01 | 23-MAY-2016_06:21.36 | EA
C0256 | U050001749 | CRIB1 063 C - - | TAIL PIECE 1.1/2 INCH X 12 INCH FLANGED PVC | 13 | 0.82 | 10.66 | 23-MAY-2016_06:21.36 | EA
C0256 | U050001753 | CRIB1 050 A - - | GASKET,SPECIAL PURPOSE:KLINGERSIL,5 FT X 5 FT,1/8 INCH THK,GREEN GASKET MATERIAL:NOTE - MUST BE ORDERED IN INCREMENTS OF 25 | 25 | 6.8 | 170 | 23-MAY-2016_06:21.36 | SQF
C0256 | U050001754 | CRIB1 041 A - - | RED VALVE FLEX HOSE 3/8 NOTE - MUST BE ORDERED IN INCREMENTS OF 50 | 100 | 0.26 | 26 | 23-MAY-2016_06:21.36 | FT
C0256 | U050001755 | CRIB1 036 A - - | COPPER REFRIGERATION TUBING 1/8 INCH REF. TUBING OR 1/16 INCH NOMINAL NOTE - MUST BE ORDERED IN INCREMENTS OF 50 | 100 | 0.45 | 45.14 | 23-MAY-2016_06:21.36 | FT
C0256 | U050001761 | CRIB1 032 A - - | COPPER REFRIGERATION TUBING 5/8 INCH REF. TUBING OR 1/2 INCH NOMINAL 50 FT ROLL | 1 | 0.79 | 0.79 | 23-MAY-2016_06:21.36 | EA
C0256 | U050001766 | CRIB1 049 F - - | VALVE, ADJUSTABLE TAIL ASSEMBLY CHROME PLATED H-551-A 2-1/16 | 5 | 13 | 65 | 23-MAY-2016_06:21.36 | EA
C0256 | U050001767 | CRIB1 048 E - - | FLUSHOMETER SPUD COUPLING & FLANGE KIT FOR 1 1/2 INCH SPUD CHROME PLATED | 3 | 44.05 | 132.15 | 23-MAY-2016_06:21.36 | EA
C0256 | U050001768 | CRIB1 053 F - - | SLIP JOINT WASHER 3/4 INCH | 17 | 0.45 | 7.65 | 23-MAY-2016_06:21.36 | EA
C0256 | U050001772 | CRIB1 048 E - - | SPUD NUT 3/4 INCH CHROME PLATED | 2 | 8.69 | 17.37 | 23-MAY-2016_06:21.36 | EA
C0256 | U050001774 | CRIB1 048 E - - | HANDLE COUPLING | 70 | 5 | 350 | 23-MAY-2016_06:21.36 | EA
C0256 | U050001775 | CRIB1 058 E - - | TOILET TANK FLAPPER VALVE | 3 | 3 | 9 | 23-MAY-2016_06:21.36 | EA
C0256 | U050001776 | CRIB1 058 E - - | TOILET TANK FILL VALVE BALLCOCK | 4 | 9.5 | 38 | 23-MAY-2016_06:21.36 | EA
C0256 | U050001777 | CRIB1 048 E - - | BREAKER,NO MODIFIER:VACUUM,1-1/2 IN X 9 IN V-500-AA, V-600-AA | 9 | 8 | 72 | 23-MAY-2016_06:21.36 | EA
C0256 | U050001778 | CRIB1 053 F - - | SPUD WASHER 1 1/4 INCH | 7 | 4.8 | 33.6 | 23-MAY-2016_06:21.36 | EA
C0256 | U050001779 | CRIB1 054 G - - | SPUD GASKET 1 INCH | 3 | 1 | 3 | 23-MAY-2016_06:21.36 | EA
C0256 | U050001783 | CRIB1 058 F - - | UNIVERSAL REPLACMENT TOILET TANK FLAPPER | 7 | 2.97 | 20.79 | 23-MAY-2016_06:21.36 | EA
C0256 | U050001788 | CRIB1 063 C - - | CLOSET OVERFLOW TUBE BRASS OR COPPER 1 INCH X 11 INCH | 8 | 4 | 32 | 23-MAY-2016_06:21.36 | EA
C0256 | U050001789 | CRIB1 075 C - - | BLOCK,FLANGE:MINO 750P60063:MFCTR: SEALMIN MPART: SF-19:HOBART DISH MACHINE CONVEYOR | 1 | 45 | 45 | 23-MAY-2016_06:21.36 | EA
C0256 | U050001790 | CRIB1 075 C - - | PILLOW BLOCK BEARING FOR HOBART DISH CONVEYOR | 1 | 25.51 | 25.51 | 23-MAY-2016_06:21.36 | EA
C0256 | U050001792 | CRIB1 069 D - - | SUPPORT #33 FOR HOBART DISHWASHER | 15 | 10.42 | 156.35 | 23-MAY-2016_06:21.36 | EA
C0256 | U050001793 | CRIB1 069 E - - | LINK FOR HOBART DISHWASHER | 15 | 1 | 15 | 23-MAY-2016_06:21.36 | EA
C0256 | U050001794 | CRIB1 069 E - - | DISHWASHER SPRAY THERMOSTAT | 2 | 99 | 198 | 23-MAY-2016_06:21.36 | EA
C0256 | U050001795 | CRIB1 069 E - - | SHAFT SEAL FOR HOBART DISHWASHER | 1 | 1.45 | 1.45 | 23-MAY-2016_06:21.36 | EA
C0256 | U050001797 | CRIB1 069 E - - | RING,NO MODIFIER:PACKING RING 235 3X3 FOR HOBART DISHWASHER | 5 | 0.3 | 1.5 | 23-MAY-2016_06:21.36 | EA
C0256 | U050001798 | CRIB1 069 E - - | DRAIN VALVE COVER PLATE FOR HOBART DISHWASHER | 1 | 97.75 | 97.75 | 23-MAY-2016_06:21.36 | EA
C0256 | U050001799 | CRIB1 069 E - - | SHAFT SEAL 3 X 6 | 1 | 28.7 | 28.7 | 23-MAY-2016_06:21.36 | EA
C0256 | U050001800 | CRIB1 069 E - - | SOLENOID VALVE REBUILD KIT 1 INCH 52B25 | 3 | 100.7 | 302.1 | 23-MAY-2016_06:21.36 | EA
C0256 | U050001801 | CRIB1 069 E - - | SHAFT SEAL 5X8 | 2 | 35.7 | 71.4 | 23-MAY-2016_06:21.36 | EA
C0256 | U050001802 | CRIB1 069 D - - | GREASE SEAL 31-44 FOR HOBART DISHWASHER | 2 | 5 | 10 | 23-MAY-2016_06:21.36 | EA
C0256 | U050001803 | CRIB1 069 D - - | DRAIN VALVE GASKET FOR HOBART DISHWASHER | 1 | 2.4 | 2.4 | 23-MAY-2016_06:21.36 | EA
C0256 | U050001804 | CRIB1 069 D - - | GASKET,NO MODIFIER:GASKET SET FOR HOBART DISHWASHER | 3 | 2 | 6 | 23-MAY-2016_06:21.36 | EA
C0256 | U050001805 | CRIB1 069 D - - | PIN,NO MODIFIER:DRAIN VALVE PIN 33 | 1 | 2.1 | 2.1 | 23-MAY-2016_06:21.36 | EA
C0256 | U050001806 | CRIB1 069 G - - | DISPOSAL GASKET | 7 | 7 | 49 | 23-MAY-2016_06:21.36 | EA
C0256 | U050001807 | CRIB1 069 D - - | GASKET,NO MODIFIER:GASKET FOR WASH PIPE 53 B 31:OBSOLETE ITEM FROM THE MANUFACTURER | 3 | 2.85 | 8.55 | 23-MAY-2016_06:21.36 | EA
C0256 | U050001808 | CRIB1 069 D - - | GASKET FOR HOBART DISHWASHER M1 7X9 | 2 | 2.5 | 5 | 23-MAY-2016_06:21.36 | EA
C0256 | U050001809 | CRIB1 069 C - - | FLANGE GASKET FOR HOBART DISHWASHER | 3 | 4 | 12 | 23-MAY-2016_06:21.36 | EA
C0256 | U050001810 | CRIB1 069 C - - | LOCK NUT FOR HOBART DISHWASHER | 2 | 20 | 40 | 23-MAY-2016_06:21.36 | EA
C0256 | U050001811 | CRIB1 069 E - - | MACHINE SCREW MQ10 FOR HOBART DISHWASHER | 6 | 2.2 | 13.2 | 23-MAY-2016_06:21.36 | EA
C0256 | U050001812 | CRIB1 069 D - - | TUBE SPACER 3X6 | 1 | 45.9 | 45.9 | 23-MAY-2016_06:21.36 | EA
C0256 | U050001813 | CRIB1 069 C - - | LOCKWASHER FOR HOBART DISHWASHER | 5 | 0.45 | 2.25 | 23-MAY-2016_06:21.36 | EA
C0256 | U050001814 | CRIB1 069 G - - | FLYWHEEL FOR HOBART DISPOSAL | 1 | 354 | 354 | 23-MAY-2016_06:21.36 | EA
C0256 | U050001815 | CRIB1 069 F - - | GASKET MQ1 FOR DISPOSAL | 4 | 4 | 16 | 23-MAY-2016_06:21.36 | EA
C0256 | U050001816 | CRIB1 069 F - - | GASKET 10 X 12 N FOR HOBART DISPOSAL | 7 | 23 | 161 | 23-MAY-2016_06:21.36 | EA
C0256 | U050001817 | CRIB1 069 F - - | LOWER SPRAY BAR FOR DISHWASHER FT300 # 8 CENTER | 2 | 450 | 900 | 23-MAY-2016_06:21.36 | EA
C0256 | U050001818 | CRIB1 069 F - - | UPPER SPRAY BAR FOR DISHWASHER | 3 | 713.8 | 2141.4 | 23-MAY-2016_06:21.36 | EA
C0256 | U050001819 | CRIB1 052 C - - | AMERICAN STANDARD SEAT DISC SNAP FOR FLUSH VALVE 3158 SERIES NO. 5 | 21 | 1 | 21 | 23-MAY-2016_06:21.36 | EA
C0256 | U050001820 | CRIB1 069 C - - | VACUUM BREAKER 1/2 INCH FOR DISHWASHER | 1 | 29.7 | 29.7 | 23-MAY-2016_06:21.36 | EA
C0256 | U050001821 | CRIB1 069 C - - | VACUUM BREAKER 3/4 INCH FOR DISHWASHER | 1 | 52 | 52 | 23-MAY-2016_06:21.36 | EA
C0256 | U050001822 | CRIB1 069 C - - | HIGH BULK CUTTER FOR DISPOSAL | 1 | 15.57 | 15.57 | 23-MAY-2016_06:21.36 | EA
C0256 | U050001823 | CRIB1 069 C - - | CUTTER BLOCK | 2 | 46.6 | 93.2 | 23-MAY-2016_06:21.36 | EA
C0256 | U050001824 | CRIB1 069 C - - | BEARING HOBART # BB-21-8 FOR SMALL HOBART DISPOSAL | 2 | 8.72 | 17.44 | 23-MAY-2016_06:21.36 | EA
C0256 | U050001825 | CRIB1 069 C - - | LOCKNUT FOR HOBART SMALL DISPOSAL | 5 | 1 | 5 | 23-MAY-2016_06:21.36 | EA
C0256 | U050001826 | CRIB1 069 C - - | SHAFT SPACER ON SMALL DISPOSAL | 3 | 3.4 | 10.2 | 23-MAY-2016_06:21.36 | EA
C0256 | U050001827 | CRIB1 069 C - - | LOCKNUT FOR DISPOSAL | 3 | 2 | 6 | 23-MAY-2016_06:21.36 | EA
C0256 | U050001828 | CRIB1 069 C - - | DISPOSAL REBUILD KIT | 2 | 38 | 76 | 23-MAY-2016_06:21.36 | EA
C0256 | U050001829 | CRIB1 069 C - - | HI BULK CUTTERS FOR DISPOSAL | 2 | 14.5 | 29 | 23-MAY-2016_06:21.36 | EA
C0256 | U050001830 | CRIB1 069 C - - | WATER SEAL FOR DISPOSAL | 3 | 14 | 42 | 23-MAY-2016_06:21.36 | EA
C0256 | U050001831 | CRIB1 069 B - - | DISHWASHER CURTAIN | 4 | 60 | 240 | 23-MAY-2016_06:21.36 | EA
C0256 | U050001833 | CRIB1 063 F - - | TANK TO BOWL BEND 2 INCH | 1 | 10.5 | 10.5 | 23-MAY-2016_06:21.36 | EA
C0256 | U050001834 | CRIB1 063 F - - | TAIL PIECE 2 INCH X 8 INCH FLANGED | 2 | 9 | 18 | 23-MAY-2016_06:21.36 | EA
C0256 | U050001838 | CRIB1 063 G - - | S TRAP NO CLEAN OUT 1 1/2 INCH PVC WITH GASKETS, SLIP NUTS, MALE ADAPTER MPT AND J BEND | 4 | 5.78 | 23.12 | 23-MAY-2016_06:21.36 | EA
C0256 | U050001839 | CRIB1 063 B - - | POT SINK STRAINER AHNDLE | 1 | 25 | 25 | 23-MAY-2016_06:21.36 | EA
C0256 | U050001840 | CRIB1 063 B - - | COMMERICAL SINK STRAINER ASSEMBLY 2 INCH IPS AND 3 INCH SINK OPENING WITH UP/DOWN LEVER | 2 | 62 | 124 | 23-MAY-2016_06:21.36 | EA
C0256 | U050001842 | CRIB1 054 G - - | FLAT CLIP IN STRAINER 3 1/2 INCH OPENING | 7 | 0.29 | 2.03 | 23-MAY-2016_06:21.36 | EA
C0256 | U050001843 | CRIB1 063 F - - | S TRAP NO CLEANOUT 1 1/2 INCH WITH EXTENSION 17 GAUGE CROME PLATED | 3 | 7.7 | 23.1 | 23-MAY-2016_06:21.36 | EA
C0256 | U050001845 | CRIB1 068 C - - | DOME STRAINER COVER 6 INCH | 5 | 40 | 200 | 23-MAY-2016_06:21.36 | EA
C0256 | U050001846 | CRIB1 024 C - - | MANUAL MAIN CONTROL VALVE, GAS SHUT OFF VALVE 1 INCH FEMALE THREADED ENDS | 3 | 4 | 12 | 23-MAY-2016_06:21.36 | EA
C0256 | U050001855 | CRIB1 024 D - - | BALL VALVE 1/4 INCH SWEAT ENDS 600 CWP | 6 | 7.9 | 47.4 | 23-MAY-2016_06:21.36 | EA
C0256 | U050001856 | CRIB1 024 D - - | BALL VALVE 3/8 INCH SWEAT ENDS 600 CWP | 2 | 5.71 | 11.42 | 23-MAY-2016_06:21.36 | EA
C0256 | U050001859 | CRIB1 024 E - - | BALL VALVE 1 INCH SWEAT ENDS 600 CWP | 3 | 16.46 | 49.38 | 23-MAY-2016_06:21.36 | EA
C0256 | U050001860 | CRIB1 024 F - - | BALL VALVE 1 1/4 INCH SWEAT ENDS 600 CWP | 5 | 6 | 30 | 23-MAY-2016_06:21.36 | EA
C0256 | U050001862 | CRIB1 024 F - - | BALL VALVE 2 INCH SWEAT ENDS 600 CWP | 7 | 35.37 | 247.56 | 23-MAY-2016_06:21.36 | EA
C0256 | U050001867 | CRIB1 033 F - - | HEX BUSHING 3/4 INCH X 3/8 INCH BRASS | 2 | 0.81 | 1.62 | 23-MAY-2016_06:21.36 | EA
C0256 | U050001868 | CRIB1 033 F - - | HEX BUSHING 3/4 INCH X 1/4 INCH BRASS | 1 | 2.49 | 2.49 | 23-MAY-2016_06:21.36 | EA
C0256 | U050001872 | CRIB1 041 B - - | ELBOW, 1/8 INCH, 45 DEG, CLASS 150, MALLEABLE BLACK IRON | 8 | 0.67 | 5.36 | 23-MAY-2016_06:21.36 | EA
C0256 | U050001873 | CRIB1 041 B - - | ELBOW, 1/8 INCH, 90 DEG, CLASS 150, MALLEABLE BLACK IRON | 3 | 0.46 | 1.38 | 23-MAY-2016_06:21.36 | EA
C0256 | U050001874 | CRIB1 041 B - - | STREET ELBOW, 1/8 INCH, SCH 40, MALLEABLE BLACK IRON | 17 | 1 | 17 | 23-MAY-2016_06:21.36 | EA
C0256 | U050001875 | CRIB1 041 B - - | TEE, 1/8 INCH, CLASS 150, MALLEABLE BLACK IRON | 22 | 0.71 | 15.62 | 23-MAY-2016_06:21.36 | EA
C0256 | U050001876 | CRIB1 041 C - - | UNION, 1/8 INCH, CLASS 150, MALLEABLE BLACK IRON | 12 | 2.39 | 28.68 | 23-MAY-2016_06:21.36 | EA
C0256 | U050001877 | CRIB1 041 C - - | COUPLING, 1/8 INCH, CLASS 150, MALLEABLE BLACK IRON | 22 | 0.58 | 12.76 | 23-MAY-2016_06:21.36 | EA
C0256 | U050001878 | CRIB1 041 C - - | NIPPLE 1/8" X CLOSE SCH 40 MALLEABLE BLACK IRON | 22 | 0.48 | 10.56 | 23-MAY-2016_06:21.36 | EA
C0256 | U050001879 | CRIB1 041 C - - | NIPPLE, 1/8 INCH X 1-1/2 INCH, SCH 40, MALLEABLE BLACK IRON | 1 | 0.31 | 0.31 | 23-MAY-2016_06:21.36 | EA
C0256 | U050001880 | CRIB1 041 C - - | NIPPLE, 1/8 INCH X 2 INCH, SCH 40, MALLEABLE BLACK IRON | 17 | 0.31 | 5.27 | 23-MAY-2016_06:21.36 | EA
C0256 | U050001882 | CRIB1 041 D - - | NIPPLE, 1/8 INCH X 4 INCH, SCH 40, MALLEABLE BLACK IRON | 7 | 1.43 | 10.04 | 23-MAY-2016_06:21.36 | EA
C0256 | U050001883 | CRIB1 041 D - - | NIPPLE, 1/8 INCH X 5 INCH, SCH 40, MALLEABLE BLACK IRON | 13 | 0.81 | 10.53 | 23-MAY-2016_06:21.36 | EA
C0256 | U050001884 | CRIB1 041 D - - | NIPPLE, 1/8 INCH X 6 INCH, SCH 40, MALLEABLE BLACK IRON | 20 | 1 | 20 | 23-MAY-2016_06:21.36 | EA
C0256 | U050001885 | CRIB1 041 F - - | CAP, 1/4 INCH, CLASS 150, MALLEABLE BLACK IRON | 21 | 0.43 | 9.03 | 23-MAY-2016_06:21.36 | EA
C0256 | U050001887 | CRIB1 041 F - - | ELBOW, 1/4 INCH, 45 DEG, CLASS 150, MALLEABLE BLACK IRON | 16 | 0.68 | 10.88 | 23-MAY-2016_06:21.36 | EA
C0256 | U050001888 | CRIB1 041 F - - | ELBOW, 1/4 INCH, 90 DEG, CLASS 150, MALLEABLE BLACK IRON | 3 | 0.89 | 2.67 | 23-MAY-2016_06:21.36 | EA
C0256 | U050001889 | CRIB1 041 F - - | ELBOW STREET, 1/4 INCH, CLASS 150, MALLEABLE BLACK IRON | 9 | 1.05 | 9.45 | 23-MAY-2016_06:21.36 | EA
C0256 | U050001890 | CRIB1 041 F - - | TEE, 1/4 INCH, CLASS 150, MALLEABLE BLACK IRON | 6 | 1.15 | 6.9 | 23-MAY-2016_06:21.36 | EA
C0256 | U050001891 | CRIB1 041 G - - | UNION, 1/4 INCH, CLASS 150, MALLEABLE BLACK IRON | 15 | 5.15 | 77.25 | 23-MAY-2016_06:21.36 | EA
C0256 | U050001892 | CRIB1 041 G - - | COUPLING, 1/4 INCH, CLASS 150, MALLEABLE BLACK IRON | 12 | 0.81 | 9.72 | 23-MAY-2016_06:21.36 | EA
C0256 | U050001893 | CRIB1 041 G - - | BELL REDUCER 1/4 INCH X 1/8 INCH CLASS 150 MALLEABLE BLACK IRON | 13 | 1 | 13 | 23-MAY-2016_06:21.36 | EA
C0256 | U050001895 | CRIB1 041 G - - | NIPPLE, 1/4 INCH X 1-1/2 INCH, SCH 40, MALLEABLE BLACK IRON | 2 | 0.62 | 1.24 | 23-MAY-2016_06:21.36 | EA
C0256 | U050001898 | CRIB1 041 H - - | NIPPLE, 1/4 INCH X 4 INCH, SCH 40, MALLEABLE BLACK IRON | 11 | 0.91 | 10.01 | 23-MAY-2016_06:21.36 | EA
C0256 | U050001899 | CRIB1 041 H - - | NIPPLE, 1/4 INCH X 5 INCH, SCH 40, MALLEABLE BLACK IRON | 14 | 1 | 14 | 23-MAY-2016_06:21.36 | EA
C0256 | U050001900 | CRIB1 041 H - - | NIPPLE, 1/4 INCH X 6 INCH, SCH 40, MALLEABLE BLACK IRON | 2 | 1.65 | 3.3 | 23-MAY-2016_06:21.36 | EA
C0256 | U050001901 | CRIB1 042 B - - | CAP, 3/8 INCH, CLASS 150, MALLEABLE BLACK IRON | 7 | 0.36 | 2.52 | 23-MAY-2016_06:21.36 | EA
C0256 | U050001902 | CRIB1 042 B - - | PLUG, 3/8 INCH, CLASS 150, MALLEABLE BLACK IRON | 48 | 0.28 | 13.44 | 23-MAY-2016_06:21.36 | EA
C0256 | U050001903 | CRIB1 042 B - - | ELBOW, 3/8 INCH, 45 DEG, CLASS 150, MALLEABLE BLACK IRON | 13 | 5.27 | 68.51 | 23-MAY-2016_06:21.36 | EA
C0256 | U050001904 | CRIB1 042 B - - | ELBOW, 3/8 INCH, 90 DEGREE, CLASS 150, MALLEABLE BLACK IRON | 8 | 0.62 | 4.96 | 23-MAY-2016_06:21.36 | EA
C0256 | U050001905 | CRIB1 042 B - - | ELBOW STREET, 3/8 INCH, CLASS 150, MALLEABLE BLACK IRON | 12 | 0.67 | 8.04 | 23-MAY-2016_06:21.36 | EA
C0256 | U050001906 | CRIB1 042 B - - | TEE, 3/8 INCH, CLASS 150, MALLEABLE BLACK IRON | 20 | 1.52 | 30.4 | 23-MAY-2016_06:21.36 | EA
C0256 | U050001907 | CRIB1 042 C - - | UNION, 3/8 INCH, CLASS 150, MALLEABLE BLACK IRON | 10 | 2 | 20 | 23-MAY-2016_06:21.36 | EA
C0256 | U050001908 | CRIB1 042 C - - | COUPLING, 3/8 INCH, CLASS 150, MALLEABLE BLACK IRON | 22 | 1 | 22 | 23-MAY-2016_06:21.36 | EA
C0256 | U050001909 | CRIB1 042 C - - | BELL REDUCER 3/8 INCH X 1/4 INCH CLASS 150 MALLEABLE BLACK IRON | 1 | 0.53 | 0.53 | 23-MAY-2016_06:21.36 | EA
C0256 | U050001910 | CRIB1 042 C - - | BELL REDUCER 3/8 INCH X 1/8 INCH CLASS 150 MALLEABLE BLACK IRON | 21 | 1 | 21 | 23-MAY-2016_06:21.36 | EA
C0256 | U050001911 | CRIB1 042 D - - | NIPPLE, 3/8 INCH X CLOSE, SCH 40, MALLEABLE BLACK IRON | 4 | 1.16 | 4.65 | 23-MAY-2016_06:21.36 | EA
C0256 | U050001913 | CRIB1 042 D - - | NIPPLE, 3/8 INCH X 3 INCH, SCH 40, MALLEABLE BLACK IRON | 11 | 1.56 | 17.13 | 23-MAY-2016_06:21.36 | EA
C0256 | U050001914 | CRIB1 042 D - - | NIPPLE, 3/8 INCH X 4 INCH, SCH 40, MALLEABLE BLACK IRON | 6 | 1 | 6 | 23-MAY-2016_06:21.36 | EA
C0256 | U050001915 | CRIB1 042 D - - | NIPPLE, 3/8 INCH X 5 INCH, SCH 40, MALLEABLE BLACK IRON | 10 | 1.7 | 17 | 23-MAY-2016_06:21.36 | EA
C0256 | U050001916 | CRIB1 042 E - - | NIPPLE, 3/8 INCH X 6 INCH, SCH 40, MALLEABLE BLACK IRON | 14 | 1.4 | 19.6 | 23-MAY-2016_06:21.36 | EA
C0256 | U050001917 | CRIB1 033 C - - | HEX BUSHING 1/4 INCH X 3/8 INCH BRASS | 4 | 0.7 | 2.8 | 23-MAY-2016_06:21.36 | EA
C0256 | U050001918 | CRIB1 033 G - - | HEX BUSHING 1 INCH X 1/2 INCH BRASS | 5 | 1.42 | 7.1 | 23-MAY-2016_06:21.36 | EA
C0256 | U050001927 | CRIB1 042 H - - | HEX BUSHING 1/2 INCH X 3/8 INCH CLASS 150 MALLEABLE BLACK IRON | 9 | 0.7 | 6.3 | 23-MAY-2016_06:21.36 | EA
C0256 | U050001928 | CRIB1 042 J - - | HEX BUSHING 1/2 INCH X 1/8 INCH CLASS 150 MALLEABLE BLACK IRON | 8 | 0.59 | 4.72 | 23-MAY-2016_06:21.36 | EA
C0256 | U050001929 | CRIB1 042 J - - | BELL REDUCER 1/2 INCH X 3/8 INCH CLASS 150 MALLEABLE BLACK IRON | 4 | 1.4 | 5.6 | 23-MAY-2016_06:21.36 | EA
C0256 | U050001930 | CRIB1 042 J - - | BELL REDUCER 1/2 INCH X 1/4 INCH CLASS 150 MALLEABLE BLACK IRON | 8 | 1.37 | 10.96 | 23-MAY-2016_06:21.36 | EA
C0256 | U050001932 | CRIB1 043 B - - | NIPPLE, 1/2 INCH X 2 INCH, SCH 40, BLACK | 3 | 0.5 | 1.5 | 23-MAY-2016_06:21.36 | EA
C0256 | U050001934 | CRIB1 043 B - - | NIPPLE, 1/2 INCH X 4 INCH, SCH 40 BLACK | 2 | 0.66 | 1.32 | 23-MAY-2016_06:21.36 | EA
C0256 | U050001935 | CRIB1 043 B - - | NIPPLE, 1/2 INCH X 5 INCH, SCH 40, BLACK | 2 | 0.97 | 1.94 | 23-MAY-2016_06:21.36 | EA
C0256 | U050001936 | CRIB1 043 B - - | NIPPLE, 1/2 INCH X 6 INCH, SCH 40, BLACK | 11 | 1.69 | 18.59 | 23-MAY-2016_06:21.36 | EA
C0256 | U050001937 | CRIB1 042 D - - | HEX BUSHING 3/8 INCH X 1/4 INCH CLASS 150 MALLEABLE BLACK IRON | 2 | 0.59 | 1.18 | 23-MAY-2016_06:21.36 | EA
C0256 | U050001940 | CRIB1 043 E - - | ELBOW, 3/4 INCH, 45 DEG, CLASS 150, MALLEABLE BLACK IRON | 18 | 1.49 | 26.82 | 23-MAY-2016_06:21.36 | EA
C0256 | U050001945 | CRIB1 043 F - - | PIPE COUPLING, 3/4 INCH, BLACK IRON | 17 | 1 | 17 | 23-MAY-2016_06:21.36 | EA
C0256 | U050001946 | CRIB1 043 F - - | REDUCING TEE 3/4 INCH X 3/4 INCH X 1/4 INCH CLASS 150 MALLEABLE BLACK IRON | 6 | 1 | 6 | 23-MAY-2016_06:21.36 | EA
C0256 | U050001947 | CRIB1 043 G - - | REDUCING ELBOW 3/4 INCH X 1/4 INCH CLASS 150 MALLEABLE BLACK IRON | 5 | 1 | 5 | 23-MAY-2016_06:21.36 | EA
C0256 | U050001948 | CRIB1 043 G - - | BELL REDUCER 3/4 INCH X 3/8 INCH CLASS 150 MALLEABLE BLACK IRON | 2 | 1 | 2 | 23-MAY-2016_06:21.36 | EA
C0256 | U050001949 | CRIB1 043 G - - | BELL REDUCER 3/4 INCH X 1/2 INCH CLASS 150 MALLEABLE BLACK IRON | 4 | 1.31 | 5.26 | 23-MAY-2016_06:21.36 | EA
C0256 | U050001950 | CRIB1 043 G - - | HEX BUSHING 3/4 INCH X 1/8 INCH CLASS 150 MALLEABLE BLACK IRON | 11 | 0.58 | 6.38 | 23-MAY-2016_06:21.36 | EA
C0256 | U050001951 | CRIB1 043 G - - | HEX BUSHING, 3/4 INCH X 1/4 INCH, BLACK | 14 | 0.57 | 7.98 | 23-MAY-2016_06:21.36 | EA
C0256 | U050001952 | CRIB1 043 H - - | HEX BUSHING, 3/4 INCH X 3/8 INCH, CLASS 150 MALLEABLE BLACK IRON | 15 | 1 | 15 | 23-MAY-2016_06:21.36 | EA
C0256 | U050001955 | CRIB1 043 H - - | NIPPLE, 3/4 INCH X 2 INCH, SCH 40, MALLEABLE BLACK IRON | 1 | 1.21 | 1.21 | 23-MAY-2016_06:21.36 | EA
C0256 | U050001959 | CRIB1 043 J - - | NIPPLE, 3/4 INCH X 6 INCH, SCH 40, MALLEABLE BLACK IRON | 4 | 1.13 | 4.52 | 23-MAY-2016_06:21.36 | EA
C0256 | U050001960 | CRIB1 042 J - - | BELL REDUCER 1/2 INCH X 1/8 INCH CLASS 150 MALLEABLE BLACK IRON | 18 | 1 | 18 | 23-MAY-2016_06:21.36 | EA
C0256 | U050001961 | CRIB1 044 B - - | CAP,PIPE:1 BLK PIPE CAP: 1 BLK PIPE CAP | 5 | 0.91 | 4.55 | 23-MAY-2016_06:21.36 | EA
C0256 | U050001962 | CRIB1 044 B - - | PLUG, 1 INCH, CLASS 150, MALLEABLE BLACK IRON | 4 | 0.63 | 2.52 | 23-MAY-2016_06:21.36 | EA
C0256 | U050001963 | CRIB1 044 B - - | ELBOW, 1 INCH, 45 DEG, CLASS 150, MALLEABLE BLACK IRON | 3 | 2 | 6 | 23-MAY-2016_06:21.36 | EA
C0256 | U050001964 | CRIB1 044 B - - | ELBOW, 1 INCH, 90 DEG, CLASS 150, MALLEABLE BLACK IRON | 3 | 1.52 | 4.56 | 23-MAY-2016_06:21.36 | EA
C0256 | U050001965 | CRIB1 044 B - - | STREET ELBOW, 1 INCH, 90 DEG, BLACK | 8 | 2 | 16 | 23-MAY-2016_06:21.36 | EA
C0256 | U050001967 | CRIB1 044 C - - | TEE, 1 INCH, 4 WAY CLASS 150, MALLEABLE BLACK IRON | 2 | 2.36 | 4.72 | 23-MAY-2016_06:21.36 | EA
C0256 | U050001968 | CRIB1 044 D - - | PIPE UNION, 1 INCH, CLASS 150, BLACK | 7 | 6.08 | 42.56 | 23-MAY-2016_06:21.36 | EA
C0256 | U050001969 | CRIB1 044 D - - | COUPLING, 1 INCH, CLASS 150, MALLEABLE BLACK IRON | 4 | 1 | 4 | 23-MAY-2016_06:21.36 | EA
C0256 | U050001970 | CRIB1 044 D - - | REDUCING BUSHING, 1 INCH X 3/8 INCH, CLASS 150, MALLEABLE BLACK IRON | 19 | 1 | 19 | 23-MAY-2016_06:21.36 | EA
C0256 | U050001971 | CRIB1 044 D - - | REDUCING BUSHING, 1 INCH X 1/2 INCH, CLASS 150, MALLEABLE BLACK IRON | 4 | 1 | 4 | 23-MAY-2016_06:21.36 | EA
C0256 | U050001973 | CRIB1 044 D - - | BELL REDUCER 1 INCH X 1/4 INCH SCH 40 MALLEABLE BLACK IRON | 9 | 1 | 9 | 23-MAY-2016_06:21.36 | EA
C0256 | U050001974 | CRIB1 044 E - - | BELL REDUCER 1 INCH X 3/8 INCH SCH 40 MALLEABLE BLACK IRON | 17 | 1 | 17 | 23-MAY-2016_06:21.36 | EA
C0256 | U050001975 | CRIB1 044 E - - | BELL REDUCER 1 INCH X 1/2 INCH SCH 40 MALLEABLE BLACK IRON | 11 | 2 | 22 | 23-MAY-2016_06:21.36 | EA
C0256 | U050001976 | CRIB1 044 E - - | REDUCER,NO MODIFIER:BELL REDUCER 1 1/4 INCH X 3/4 INCH SCH 40 MALLEABLE BLACK IRON | 7 | 1.74 | 12.18 | 23-MAY-2016_06:21.36 | EA
C0256 | U050001981 | CRIB1 044 F - - | NIPPLE, 1 INCH X 5 INCH, SCH 40, MALLEABLE BLACK IRON | 5 | 1.53 | 7.65 | 23-MAY-2016_06:21.36 | EA
C0256 | U050001983 | CRIB1 044 H - - | CAP, 1-1/4 INCH, CLASS 150, MALLEABLE BLACK IRON | 2 | 1.19 | 2.38 | 23-MAY-2016_06:21.36 | EA
C0256 | U050001984 | CRIB1 044 H - - | PLUG, 1-1/4 INCH, CLASS 150, MALLEABLE BLACK IRON | 7 | 0.8 | 5.6 | 23-MAY-2016_06:21.36 | EA
C0256 | U050001985 | CRIB1 044 H - - | ELBOW, 1-1/4 INCH, 45 DEG, CLASS 150, MALLEABLE BLACK IRON | 7 | 2.49 | 17.43 | 23-MAY-2016_06:21.36 | EA
C0256 | U050001987 | CRIB1 044 H - - | TEE, 1-1/4 INCH, CLASS 150, MALLEABLE BLACK IRON | 7 | 1.75 | 12.25 | 23-MAY-2016_06:21.36 | EA
C0256 | U050001988 | CRIB1 044 J - - | UNION, 1-1/4 INCH, CLASS 150, MALLEABLE BLACK IRON | 3 | 5.85 | 17.55 | 23-MAY-2016_06:21.36 | EA
C0256 | U050001989 | CRIB1 045 B - - | COUPLING, 1-1/4 INCH, CLASS 150, MALLEABLE BLACK IRON | 13 | 1 | 13 | 23-MAY-2016_06:21.36 | EA
C0256 | U050001990 | CRIB1 045 B - - | REDUCER BELL 1 1/4 INCH X 3/8 INCH CLASS 150 MALLEABLE BLACK IRON | 9 | 1.45 | 13.05 | 23-MAY-2016_06:21.36 | EA
C0256 | U050001991 | CRIB1 045 B - - | REDUCER BELL 1 1/4 INCH X 1/2 INCH CLASS 150 MALLEABLE BLACK IRON | 30 | 1 | 30 | 23-MAY-2016_06:21.36 | EA
C0256 | U050001992 | CRIB1 045 B - - | REDUCER BELL 1 1/4 INCH X 3/4 INCH CLASS 150 MALLEABLE BLACK IRON | 8 | 1.98 | 15.84 | 23-MAY-2016_06:21.36 | EA
C0256 | U050001993 | CRIB1 045 B - - | REDUCER BELL 1 1/4 INCH X 1 INCH CLASS 150 MALLEABLE BLACK IRON | 15 | 2.42 | 36.25 | 23-MAY-2016_06:21.36 | EA
C0256 | U050001994 | CRIB1 045 C - - | HEX BUSHING 1 1/4 INCH X 3/8 INCH CLASS 150 MALLEABLE BLACK IRON | 11 | 2 | 22 | 23-MAY-2016_06:21.36 | EA
C0256 | U050001995 | CRIB1 045 C - - | REDUCING BUSHING, 1-1/4 INCH X 1/2 INCH, CLASS 150, MALLEABLE BLACK IRON | 6 | 1 | 6 | 23-MAY-2016_06:21.36 | EA
C0256 | U050001996 | CRIB1 045 C - - | BUSHING,NO MODIFIER:REDUCING,1-1/4" X 3/4",CLASS 150 MALLEABLE BLACK IRON | 4 | 0.78 | 3.1 | 23-MAY-2016_06:21.36 | EA
C0256 | U050001997 | CRIB1 045 C - - | BUSHING,NO MODIFIER:HEX BUSHING 1 1/4 INCH X 1 INCH CLASS 150 MALLEABLE BLACK IRON | 14 | 1 | 14 | 23-MAY-2016_06:21.36 | EA
C0256 | U050001998 | CRIB1 029 G - - | L SHAPED BRACKET | 2 | 6.61 | 13.22 | 23-MAY-2016_06:21.36 | EA
C0256 | U050002000 | CRIB1 025 D - - | CLASS 125, 200 WOG, GATE VALVE, TYPE: NON-RISING STEM, PIPE SIZE: 3/8" END CONNECTIONS: SOLDERED, MATERIAL: BRONZE | 7 | 14.23 | 99.61 | 23-MAY-2016_06:21.36 | EA
C0256 | U050002003 | CRIB1 025 D - - | CLASS 150, 300 WOG, GATE VALVE, TYPE: RISING STEM, PIPE SIZE: 1/2" END CONNECTIONS: SOLDERED, MATERIAL: BRONZE | 6 | 14 | 84 | 23-MAY-2016_06:21.36 | EA
C0256 | U050002004 | CRIB1 025 H - - | CLASS 150, WOG 300, TYPE: INTEGRAL GLOBE VALVE, PIPE SIZE: 3/4" END CONNECTIONS: THREADED MATERIAL: BRONZE | 5 | 43.09 | 215.47 | 23-MAY-2016_06:21.36 | EA
C0256 | U050002005 | CRIB1 025 D - - | CLASS 125, 200 WOG, GATE VALVE, TYPE: NON-RISING STEM, PIPE SIZE 3/4" END CONNECTIONS: SOLDERED, MATERIAL: BRONZE | 3 | 11 | 33 | 23-MAY-2016_06:21.36 | EA
C0256 | U050002007 | CRIB1 025 G - - | CLASS 125, 300 WO, GATE VALVE, TYPE: RISING STEM, PIPE SIZE: 1" END CONNECTIONS: THREADED MATERIAL: BRONZE | 2 | 30.06 | 60.12 | 23-MAY-2016_06:21.36 | EA
C0256 | U050002009 | CRIB1 025 E - - | CLASS 125, 200 WOG, GATE VALVE, TYPE : NON-RISING STEM, PIPE SIZE: 1" END CONNECTIONS: SOLDERED, MATERIAL: BRONZE | 5 | 13 | 65 | 23-MAY-2016_06:21.36 | EA
C0256 | U050002011 | CRIB1 025 E - - | CLASS 125, 200 WOG, GATE VALVE, TYPE: NON-RISING STEM, PIPE SIZE: 1-1/4", END CONNECTIONS: SOLDERED, MATERIAL: BRONZE | 4 | 30 | 120 | 23-MAY-2016_06:21.36 | EA
C0256 | U050002013 | CRIB1 025 E - - | CLASS 150, 200 WOG, GATE VALVE, TYPE: RISING STEM, PIPE SIZE: 1-1/2" END CONNECTIONS: SOLDERED, MATERIAL: BRONZE | 5 | 33 | 165 | 23-MAY-2016_06:21.36 | EA
C0256 | U050002015 | CRIB1 025 E - - | CLASS 125, 200 WOG, GATE VALVE, TYPE: NON-RISING STEM, PIPE SIZE: 2", END CONNECTIONS: SOLDERED, MATERIAL: BRONZE | 3 | 118.29 | 354.86 | 23-MAY-2016_06:21.36 | EA
C0256 | U050002017 | CRIB1 047 G - - | CLASS 125 CHECK VALVE TYPE: Y PATTERN-SWING PIPE SIZE: 3/8 END CONNECTIONS: FEMALE/FEMALE NPT MATERIAL: BRONZE | 4 | 18.06 | 72.24 | 23-MAY-2016_06:21.36 | EA
C0256 | U050002018 | CRIB1 047 F - - | CLASS 125, 200 WOG, IN-LINE CHECK VALVE, 1/2" END CONNECTIONS: SOLDERED, MATERIAL: BRONZE | 10 | 16.54 | 165.4 | 23-MAY-2016_06:21.36 | EA
C0256 | U050002019 | CRIB1 047 G - - | CLASS 125 BRONZE CHECK VALVES TYPE: Y PATTERN-SWING PIPE SIZE: 3/4 END CONNECTIONS: FEMALE/FEMALE NPT E | 1 | 27.97 | 27.97 | 23-MAY-2016_06:21.36 | EA
C0256 | U050002024 | CRIB1 047 H - - | STRAINER, 250 SWP, 1/4 INCH Y-LINE STRAINER, BLACK IRON, FEMALE/FEMALE NPT | 6 | 18 | 108 | 23-MAY-2016_06:21.36 | EA
C0256 | U050002029 | CRIB1 047 J - - | STRAINER, 250 SWP, 2 INCH Y-LINE STRAINER, BLACK IRON, FEMALE/FEMALE NPT | 5 | 64 | 320 | 23-MAY-2016_06:21.36 | EA
C0256 | U050002030 | CRIB1 032 B - - | ADAPTER, 1/2 INCH, FEMALE SOCKET, MALE THREAD, PVC | 1 | 1.11 | 1.11 | 23-MAY-2016_06:21.36 | EA
C0256 | U050002031 | CRIB1 032 B - - | ADAPTER, 1/2 INCH, FEMALE SOCKET, FEMALE THREAD, PVC | 2 | 1.63 | 3.26 | 23-MAY-2016_06:21.36 | EA
C0256 | U050002032 | CRIB1 032 B - - | CAP, SOCKET, PVC, 1/2 INCH | 12 | 1.95 | 23.4 | 23-MAY-2016_06:21.36 | EA
C0256 | U050002034 | CRIB1 032 C - - | ELBOW,SOCKET,PVC,1/2 INCH, 45 DEGREE | 11 | 0.92 | 10.09 | 23-MAY-2016_06:21.36 | EA
C0256 | U050002036 | CRIB1 032 C - - | TEE SOCKET STYLE, PVC 1/2 INCH SXSXS | 13 | 0.18 | 2.34 | 23-MAY-2016_06:21.36 | EA
C0256 | U050002037 | CRIB1 032 C - - | UNION, SOCKET STYLE, PVC, 1/2 INCH SXS | 2 | 3 | 6 | 23-MAY-2016_06:21.36 | EA
C0256 | U050002039 | CRIB1 032 E - - | ADAPTER, 3/4 INCH, FEMALE SOCKET, FEMALE THREAD, PVC | 3 | 3.61 | 10.84 | 23-MAY-2016_06:21.36 | EA
C0256 | U050002040 | CRIB1 032 E - - | CAP, SOCKET, PVC, 3/4 INCH | 3 | 0.16 | 0.48 | 23-MAY-2016_06:21.36 | EA
C0256 | U050002044 | CRIB1 032 F - - | TEE SOCKET STYLE, PVC 3/4 INCH SXSXS | 14 | 0.25 | 3.5 | 23-MAY-2016_06:21.36 | EA
C0256 | U050002046 | CRIB1 031 B - - | ADAPTER, 1 INCH, FEMALE SOCKET, MALE THREAD, PVC | 6 | 0.27 | 1.62 | 23-MAY-2016_06:21.36 | EA
C0256 | U050002047 | CRIB1 031 B - - | ADAPTER, 1 INCH, FEMALE SOCKET, FEMALE THREAD, PVC | 3 | 3.39 | 10.18 | 23-MAY-2016_06:21.36 | EA
C0256 | U050002048 | CRIB1 031 B - - | CAP, SOCKET, PVC, 1 INCH | 29 | 3.58 | 103.82 | 23-MAY-2016_06:21.36 | EA
C0256 | U050002050 | CRIB1 031 C - - | ELBOW,SOCKET,PVC, 1 INCH, 45 DEGREE | 1 | 4.65 | 4.65 | 23-MAY-2016_06:21.36 | EA
C0256 | U050002052 | CRIB1 031 D - - | TEE SOCKET STYLE, PVC 1 INCH SXSXS | 19 | 1 | 19 | 23-MAY-2016_06:21.36 | EA
C0256 | U050002053 | CRIB1 031 D - - | BUSHING, REDUCING, PVC, 1 INCH SOCKET X 3/4 INCH FEMALE THREAD | 2 | 1.09 | 2.18 | 23-MAY-2016_06:21.36 | EA
C0256 | U050002054 | CRIB1 030 B - - | ADAPTER, 1-1/4 INCH, FEMALE SOCKET, MALE THREAD, PVC | 2 | 0.72 | 1.44 | 23-MAY-2016_06:21.36 | EA
C0256 | U050002055 | CRIB1 030 B - - | ADAPTER, 1-1/4 INCH, FEMALE SOCKET, FEMALE THREAD, PVC | 7 | 1 | 7 | 23-MAY-2016_06:21.36 | EA
C0256 | U050002056 | CRIB1 030 B - - | CAP, SOCKET, PVC, 1-1/4 INCH | 2 | 0.34 | 0.68 | 23-MAY-2016_06:21.36 | EA
C0256 | U050002057 | CRIB1 030 B - - | COUPLING, SOCKET,PVC, 1-1/4 INCH | 2 | 0.5 | 1 | 23-MAY-2016_06:21.36 | EA
C0256 | U050002058 | CRIB1 030 C - - | ELBOW,SOCKET,PVC, 1-1/4 INCH, 45 DEGREE | 9 | 0.64 | 5.76 | 23-MAY-2016_06:21.36 | EA
C0256 | U050002059 | CRIB1 030 C - - | ELBOW,SOCKET,PVC, 1-1/4 INCH, 90 DEGREE | 2 | 1 | 2 | 23-MAY-2016_06:21.36 | EA
C0256 | U050002060 | CRIB1 030 D - - | TEE SOCKET STYLE, PVC 1-1/4 INCH SXSXS | 16 | 1 | 16 | 23-MAY-2016_06:21.36 | EA
C0256 | U050002061 | CRIB1 030 D - - | UNION, SOCKET STYLE, PVC, 1-1/4 INCH SXS | 3 | 16.5 | 49.5 | 23-MAY-2016_06:21.36 | EA
C0256 | U050002062 | CRIB1 030 D - - | PLUG, SOCKET, PVC, 1-1/4 INCH | 17 | 2.86 | 48.62 | 23-MAY-2016_06:21.36 | EA
C0256 | U050002063 | CRIB1 030 D - - | BUSHING, REDUCING, PVC,1-1/4 INCH X 3/4 INCH SOCKET | 1 | 1.71 | 1.71 | 23-MAY-2016_06:21.36 | EA
C0256 | U050002069 | CRIB1 030 E - - | PLUG, MALE THREAD, PVC, 1-1/2 INCH | 3 | 3.3 | 9.9 | 23-MAY-2016_06:21.36 | EA
C0256 | U050002073 | CRIB1 030 F - - | TEE SOCKET STYLE, PVC 1-1/2 INCH SXSXS | 1 | 2 | 2 | 23-MAY-2016_06:21.36 | EA
C0256 | U050002074 | CRIB1 030 F - - | BUSHING, REDUCING, PVC,1-1/2 INCH X 1-1/4 INCH SOCKET | 5 | 1 | 5 | 23-MAY-2016_06:21.36 | EA
C0256 | U050002081 | CRIB1 030 J - - | U-BEND, SOCKET, PVC, 1-1/2 INCH | 2 | 0.29 | 0.58 | 23-MAY-2016_06:21.36 | EA
C0256 | U050002082 | CRIB1 030 J - - | TEE, LONG SWEEP, SOCKET STYLE, PVC, 1-1/2 INCH SXSXS | 3 | 0.6 | 1.8 | 23-MAY-2016_06:21.36 | EA
C0256 | U050002083 | CRIB1 030 J - - | TEE, SHORT SWEEP, SOCKET STYLE, PVC, 1-1/2 INCH SXSXS | 2 | 1 | 2 | 23-MAY-2016_06:21.36 | EA
C0256 | U050002086 | CRIB1 029 B - - | COUPLING, SOCKET,PVC, 2 INCH | 3 | 4.33 | 12.99 | 23-MAY-2016_06:21.36 | EA
C0256 | U050002087 | CRIB1 029 B - - | ELBOW,SOCKET,PVC, 2 INCH, 45 DEGREE | 1 | 8.16 | 8.16 | 23-MAY-2016_06:21.36 | EA
C0256 | U050002088 | CRIB1 029 C - - | ELBOW, SHORT SWEEP, SOCKET,PVC, 2 INCH, 90 DEGREE | 1 | 1.09 | 1.09 | 23-MAY-2016_06:21.36 | EA
C0256 | U050002089 | CRIB1 029 C - - | TEE SOCKET STYLE, PVC 2 INCH SXSXS | 2 | 10.53 | 21.05 | 23-MAY-2016_06:21.36 | EA
C0256 | U050002090 | CRIB1 029 C - - | ELBOW,SOCKET, LONG SWEEP,PVC, 2 INCH, 90 DEGREE | 2 | 1.51 | 3.02 | 23-MAY-2016_06:21.36 | EA
C0256 | U050002091 | CRIB1 029 C - - | STREET ELBOW,SOCKET, PVC, 2 INCH, 45 DEGREE | 3 | 6.61 | 19.84 | 23-MAY-2016_06:21.36 | EA
C0256 | U050002092 | CRIB1 029 D - - | STREET ELBOW,SOCKET, PVC, 2 INCH, 90 DEGREE | 2 | 3.83 | 7.66 | 23-MAY-2016_06:21.36 | EA
C0256 | U050002093 | CRIB1 029 D - - | ELBOW,SOCKET,PVC, 2 INCH, 90 DEGREE | 7 | 3.66 | 25.62 | 23-MAY-2016_06:21.36 | EA
C0256 | U050002094 | CRIB1 029 D - - | U-BEND, SOCKET, PVC, 2 INCH | 3 | 0.29 | 0.87 | 23-MAY-2016_06:21.36 | EA
C0256 | U050002095 | CRIB1 029 D - - | TEE, LONG SWEEP, SOCKET STYLE, PVC, 2 INCH SXSXS | 3 | 3.82 | 11.47 | 23-MAY-2016_06:21.36 | EA
C0256 | U050002097 | CRIB1 029 E - - | TEE, DOUBLE SWEEP, SOCKET STYLE, PVC, 2 INCH X 1-1/2 INCH | 1 | 1.3 | 1.3 | 23-MAY-2016_06:21.36 | EA
C0256 | U050002098 | CRIB1 029 E - - | TEE, SHORT DOUBLE SWEEP, SOCKET STYLE, PVC, 2 INCH X 1-1/2 INCH | 3 | 9.27 | 27.81 | 23-MAY-2016_06:21.36 | EA
C0256 | U050002099 | CRIB1 028 B - - | PLUG, MALE THREAD, PVC, 3 INCH | 4 | 1 | 4 | 23-MAY-2016_06:21.36 | EA
C0256 | U050002100 | CRIB1 028 B - - | PLUG, MALE THREAD, PVC, 4 INCH | 1 | 27.32 | 27.32 | 23-MAY-2016_06:21.36 | EA
C0256 | U050002101 | CRIB1 028 B - - | ELBOW,SOCKET,PVC, 4 INCH, 90 DEGREE | 2 | 6.87 | 13.74 | 23-MAY-2016_06:21.36 | EA
C0256 | U050002102 | CRIB1 028 B - - | COUPLING, SOCKET,PVC, 4 INCH | 3 | 7.64 | 22.92 | 23-MAY-2016_06:21.36 | EA
C0256 | U050002103 | CRIB1 028 B - - | ELBOW,SOCKET,PVC, 4 INCH, 45 DEGREE | 4 | 18.42 | 73.68 | 23-MAY-2016_06:21.36 | EA
C0256 | U050002104 | CRIB1 028 C - - | ELBOW,SOCKET,PVC, 6 INCH, 45 DEGREE | 1 | 52.63 | 52.63 | 23-MAY-2016_06:21.36 | EA
C0256 | U050002105 | CRIB1 028 C - - | ELBOW,SOCKET,PVC, 3 INCH, 90 DEGREE | 4 | 6.06 | 24.24 | 23-MAY-2016_06:21.36 | EA
C0256 | U050002106 | CRIB1 028 D - - | ELBOW,SOCKET,PVC, 3 INCH, 45 DEGREE | 2 | 6.06 | 12.12 | 23-MAY-2016_06:21.36 | EA
C0256 | U050002107 | CRIB1 028 D - - | COUPLING, SOCKET,PVC, 3 INCH | 3 | 5.88 | 17.65 | 23-MAY-2016_06:21.36 | EA
C0256 | U050002108 | CRIB1 028 D - - | TEE SOCKET STYLE, PVC 2-1/2 INCH SXSXS | 4 | 5.97 | 23.86 | 23-MAY-2016_06:21.36 | EA
C0256 | U050002109 | CRIB1 029 F - - | CAP, SOCKET, PVC, 2 INCH | 1 | 5.1 | 5.1 | 23-MAY-2016_06:21.36 | EA
C0256 | U050002110 | CRIB1 035 B - - | ADAPTER, 1/2 INCH, C X M, COPPER | 45 | 1.18 | 53.1 | 23-MAY-2016_06:21.36 | EA
C0256 | U050002114 | CRIB1 035 B - - | ELBOW, 1/2 INCH, 45 DEG, COPPER, C X FTG | 20 | 0.77 | 15.4 | 23-MAY-2016_06:21.36 | EA
C0256 | U050002117 | CRIB1 035 C - - | STREET ELBOW, 1/2 INCH, COPPER, C X FTG | 6 | 0.29 | 1.74 | 23-MAY-2016_06:21.36 | EA
C0256 | U050002124 | CRIB1 035 D - - | ELBOW, 3/4 INCH, 45 DEG, COPPER, C X C | 5 | 1.17 | 5.85 | 23-MAY-2016_06:21.36 | EA
C0256 | U050002127 | CRIB1 035 E - - | STREET ELBOW, 3/4 INCH, 90 DEG, COPPER, C X FTG | 1 | 1 | 1 | 23-MAY-2016_06:21.36 | EA
C0256 | U050002132 | CRIB1 035 G - - | ADAPTER, 1 INCH, C X F, COPPER | 11 | 2 | 22 | 23-MAY-2016_06:21.36 | EA
C0256 | U050002133 | CRIB1 035 G - - | CAP, 1 INCH, COPPER | 4 | 1.11 | 4.43 | 23-MAY-2016_06:21.36 | EA
C0256 | U050002135 | CRIB1 035 G - - | ELBOW, 1 INCH, 45 DEG, COPPER, C X C | 12 | 2.95 | 35.4 | 23-MAY-2016_06:21.36 | EA
C0256 | U050002136 | CRIB1 035 H - - | ELBOW, 1 INCH, 90 DEG, COPPER, C X C | 4 | 7.57 | 30.3 | 23-MAY-2016_06:21.36 | EA
C0256 | U050002137 | CRIB1 035 H - - | STREET ELBOW, 1 INCH, 90 DEG, COPPER, C X FTG | 6 | 1.92 | 11.52 | 23-MAY-2016_06:21.36 | EA
C0256 | U050002140 | CRIB1 035 H - - | REDUCING TEE, 1 INCH X 1 INCH X 3/4 INCH, SWEAT X SWEAT X SWEAT, COPPER | 1 | 8.75 | 8.75 | 23-MAY-2016_06:21.36 | EA
C0256 | U050002141 | CRIB1 034 B - - | ADAPTER, 1-1/4 INCH, SHORT BODY, COPPER, C X M | 6 | 12.52 | 75.1 | 23-MAY-2016_06:21.36 | EA
C0256 | U050002142 | CRIB1 034 B - - | ADAPTER, 1-1/4 INCH, C X F, COPPER | 1 | 13.4 | 13.4 | 23-MAY-2016_06:21.36 | EA
C0256 | U050002143 | CRIB1 034 B - - | CAP, 1-1/4 INCH, COPPER | 6 | 1.57 | 9.39 | 23-MAY-2016_06:21.36 | EA
C0256 | U050002144 | CRIB1 034 B - - | COUPLING, 1-1/4 INCH, COPPER, C X C | 3 | 1.64 | 4.92 | 23-MAY-2016_06:21.36 | EA
C0256 | U050002145 | CRIB1 034 B - - | ELBOW, 1-1/4 INCH, 45 DEG, COPPER, C X C | 7 | 2 | 14 | 23-MAY-2016_06:21.36 | EA
C0256 | U050002146 | CRIB1 034 B - - | ELBOW, 1-1/4 INCH, 90 DEG, COPPER, C X C | 2 | 4.1 | 8.2 | 23-MAY-2016_06:21.36 | EA
C0256 | U050002149 | CRIB1 034 D - - | ADAPTER, 1-1/2 INCH, C X M, COPPER | 1 | 5.58 | 5.58 | 23-MAY-2016_06:21.36 | EA
C0256 | U050002150 | CRIB1 034 D - - | ADAPTER, 1-1/2 INCH, C X F, COPPER | 7 | 5.37 | 37.59 | 23-MAY-2016_06:21.36 | EA
C0256 | U050002154 | CRIB1 034 E - - | ELBOW, 1-1/2 INCH, 90 DEG, COPPER, C X C | 3 | 9.22 | 27.65 | 23-MAY-2016_06:21.36 | EA
C0256 | U050002158 | CRIB1 034 F - - | CAP, 2 INCH, COPPER | 5 | 2 | 10 | 23-MAY-2016_06:21.36 | EA
C0256 | U050002160 | CRIB1 034 G - - | ELBOW, 2 INCH, 45 DEG, COPPER, C X C | 3 | 3 | 9 | 23-MAY-2016_06:21.36 | EA
C0256 | U050002162 | CRIB1 034 G - - | STREET ELBOW, 2 INCH, 90 DEG, COPPER, C X C | 3 | 2 | 6 | 23-MAY-2016_06:21.36 | EA
C0256 | U050002168 | CRIB1 035 J - - | PLUG, CLEANOUT, 3 INCH, BRASS, SQUARE RAISED HEAD | 1 | 12.5 | 12.5 | 23-MAY-2016_06:21.36 | EA
C0256 | U050002169 | CRIB1 035 J - - | PLUG, CLEANOUT, 3-1/2 INCH, BRASS, SQUARE RAISED HEAD | 1 | 8 | 8 | 23-MAY-2016_06:21.36 | EA
C0256 | U050002170 | CRIB1 035 J - - | PLUG, CLEANOUT, 4 INCH, BRASS, SQUARE RECESSED HEAD | 1 | 9.85 | 9.85 | 23-MAY-2016_06:21.36 | EA
C0256 | U050002171 | CRIB1 035 J - - | PLUG, CLEANOUT, 5 INCH, BRASS, SQUARE RECESSED HEAD | 1 | 19 | 19 | 23-MAY-2016_06:21.36 | EA
C0256 | U050002172 | CRIB1 029 G - - | FLOOR FLANGE,CLASS 150, PIPE SIZE 3/8 INCH,OUTSIDE DIAMETER 3 INCH, HUB 5/8 INCH, 4 BOLT HOLES, BOLT DIA METER 1/4 INCH, | 5 | 1.2 | 6 | 23-MAY-2016_06:21.36 | EA
C0256 | U050002173 | CRIB1 029 G - - | ADJUSTABLE CLEVIS HANGER TYPE: ADJUSTABLE CLEVIS HANGER PIPE SIZE: 4 MATERIAL: CARBON STEEL | 20 | 2.12 | 42.47 | 23-MAY-2016_06:21.36 | EA
C0256 | U050002174 | CRIB1 037 B - - | ELBOW, 1/8 INCH, 45 DEG, GALVANIZED | 19 | 0.91 | 17.29 | 23-MAY-2016_06:21.36 | EA
C0256 | U050002175 | CRIB1 037 B - - | ELBOW, 1/8 INCH, 90 DEG, GALVANIZED | 30 | 0.64 | 19.2 | 23-MAY-2016_06:21.36 | EA
C0256 | U050002176 | CRIB1 037 B - - | STREET ELBOW, 1/8 INCH, 90 DEG, GALVANIZED | 17 | 1 | 17 | 23-MAY-2016_06:21.36 | EA
C0256 | U050002177 | CRIB1 037 B - - | TEE, 1/8 INCH, GALVANIZED | 23 | 0.91 | 20.93 | 23-MAY-2016_06:21.36 | EA
C0256 | U050002178 | CRIB1 037 B - - | UNION, 1/8 INCH, CLASS 150, GALVANIZED | 11 | 6 | 66 | 23-MAY-2016_06:21.36 | EA
C0256 | U050002179 | CRIB1 037 C - - | NIPPLE, 1/8 INCH X 1-1/2 INCH, GALVANIZED | 13 | 0.43 | 5.59 | 23-MAY-2016_06:21.36 | EA
C0256 | U050002180 | CRIB1 037 C - - | NIPPLE, 1/8 INCH X 2 INCH, GALVANIZED | 19 | 0.43 | 8.17 | 23-MAY-2016_06:21.36 | EA
C0256 | U050002181 | CRIB1 037 C - - | NIPPLE, 1/8 INCH X 3 INCH, GALVANIZED | 22 | 0.57 | 12.54 | 23-MAY-2016_06:21.36 | EA
C0256 | U050002182 | CRIB1 037 C - - | NIPPLE, 1/8 INCH X 4 INCH, GALVANIZED | 25 | 0.68 | 17 | 23-MAY-2016_06:21.36 | EA
C0256 | U050002183 | CRIB1 037 C - - | NIPPLE, 1/8 INCH X 5 INCH, GALVANIZED | 17 | 1 | 17 | 23-MAY-2016_06:21.36 | EA
C0256 | U050002184 | CRIB1 037 C - - | NIPPLE, 1/8 INCH X 6 INCH, GALVANIZED | 22 | 1 | 22 | 23-MAY-2016_06:21.36 | EA
C0256 | U050002185 | CRIB1 037 D - - | ELBOW, 1/4 INCH, 45 DEG, CLASS 150, GALVANIZED | 11 | 1 | 11 | 23-MAY-2016_06:21.36 | EA
C0256 | U050002187 | CRIB1 037 D - - | STREET ELBOW, 1/4 INCH, 90 DEG, GALVANIZED | 6 | 1.74 | 10.44 | 23-MAY-2016_06:21.36 | EA
C0256 | U050002188 | CRIB1 037 D - - | TEE, 1/4 INCH, CLASS 150, GALVANIZED | 8 | 1 | 8 | 23-MAY-2016_06:21.36 | EA
C0256 | U050002189 | CRIB1 037 D - - | UNION, 1/4 INCH, CLASS 150, GALVANIZED | 31 | 3 | 93 | 23-MAY-2016_06:21.36 | EA
C0256 | U050002190 | CRIB1 037 E - - | BELL REDUCING COUPLING, 1/4 INCH X 1/8 INCH, GALVANIZED | 10 | 0.66 | 6.6 | 23-MAY-2016_06:21.36 | EA
C0256 | U050002192 | CRIB1 037 E - - | NIPPLE, 1/4 INCH X 3 INCH, SCH 40, GALVANIZED | 1 | 1.09 | 1.09 | 23-MAY-2016_06:21.36 | EA
C0256 | U050002193 | CRIB1 037 E - - | NIPPLE, 1/4 INCH X 5 INCH, SCH 40, GALVANIZED | 17 | 1 | 17 | 23-MAY-2016_06:21.36 | EA
C0256 | U050002194 | CRIB1 037 E - - | NIPPLE, 1/4 INCH X 6 INCH, SCH 40, GALVANIZED | 11 | 1 | 11 | 23-MAY-2016_06:21.36 | EA
C0256 | U050002195 | CRIB1 037 G - - | ELBOW, 3/8 INCH, 45 DEG, CLASS 150, GALVANIZED | 33 | 1 | 33 | 23-MAY-2016_06:21.36 | EA
C0256 | U050002196 | CRIB1 037 G - - | ELBOW, 3/8 INCH, 90 DEGREE, CLASS 150, GALVANIZED | 8 | 1 | 8 | 23-MAY-2016_06:21.36 | EA
C0256 | U050002197 | CRIB1 037 G - - | STREET ELBOW, 3/8 INCH, 90 DEG, GALVANIZED | 6 | 0.83 | 4.98 | 23-MAY-2016_06:21.36 | EA
C0256 | U050002198 | CRIB1 037 G - - | TEE, 3/8 INCH, CLASS 150, GALVANIZED | 25 | 0.79 | 19.75 | 23-MAY-2016_06:21.36 | EA
C0256 | U050002199 | CRIB1 037 G - - | UNION, 3/8 INCH, CLASS 150, GALVANIZED | 20 | 11 | 220 | 23-MAY-2016_06:21.36 | EA
C0256 | U050002200 | CRIB1 037 H - - | BELL REDUCING COUPLING, 3/8 INCH X 1/4 INCH, GALVANIZED | 7 | 2 | 14 | 23-MAY-2016_06:21.36 | EA
C0256 | U050002201 | CRIB1 037 H - - | NIPPLE, 3/8 INCH X 2 INCH, SCH 40, GALVANIZED | 8 | 0.98 | 7.84 | 23-MAY-2016_06:21.36 | EA
C0256 | U050002202 | CRIB1 038 F - - | CAP, 3/4 INCH, GALVANIZED, CLASS 150 | 2 | 1.52 | 3.05 | 23-MAY-2016_06:21.36 | EA
C0256 | U050002203 | CRIB1 038 F - - | PLUG, 3/4 INCH, CLASS 150, GALVANIZED | 9 | 0.69 | 6.24 | 23-MAY-2016_06:21.36 | EA
C0256 | U050002204 | CRIB1 038 F - - | ELBOW, 3/4 INCH, 45 DEG, CLASS 150, GALVANIZED | 5 | 0.87 | 4.35 | 23-MAY-2016_06:21.36 | EA
C0256 | U050002205 | CRIB1 038 F - - | ELBOW, 3/4 INCH, 90 DEG, CLASS 150, GALVANIZED | 1 | 0.85 | 0.85 | 23-MAY-2016_06:21.36 | EA
C0256 | U050002206 | CRIB1 038 F - - | TEE, 3/4 INCH, CLASS 150, GALVANIZED | 6 | 1.8 | 10.8 | 23-MAY-2016_06:21.36 | EA
C0256 | U050002207 | CRIB1 038 F - - | UNION, 3/4 INCH, CLASS 150, GALVANIZED | 4 | 5 | 20 | 23-MAY-2016_06:21.36 | EA
C0256 | U050002208 | CRIB1 038 G - - | COUPLING, 3/4 INCH, CLASS 150, GALVANIZED | 11 | 1.53 | 16.83 | 23-MAY-2016_06:21.36 | EA
C0256 | U050002209 | CRIB1 038 G - - | NIPPLE, 3/4 INCH X CLOSE, SCH 40, GALVANIZED | 3 | 0.36 | 1.08 | 23-MAY-2016_06:21.36 | EA
C0256 | U050002211 | CRIB1 038 G - - | NIPPLE, 3/4 INCH X 3 INCH, SCH 40, GALVANIZED | 3 | 0.91 | 2.73 | 23-MAY-2016_06:21.36 | EA
C0256 | U050002212 | CRIB1 038 G - - | NIPPLE, 3/4 INCH X 4 INCH, SCH 40, GALVANIZED | 1 | 1.08 | 1.08 | 23-MAY-2016_06:21.36 | EA
C0256 | U050002213 | CRIB1 038 G - - | NIPPLE, 3/4 INCH X 5 INCH, SCH 40, GALVANIZED | 5 | 0.67 | 3.35 | 23-MAY-2016_06:21.36 | EA
C0256 | U050002216 | CRIB1 039 B - - | PLUG, 1 INCH, CLASS 150, GALVANIZED | 7 | 5 | 35 | 23-MAY-2016_06:21.36 | EA
C0256 | U050002217 | CRIB1 039 B - - | ELBOW, 1 INCH, 45 DEG, CLASS 150, GALVANIZED | 5 | 2 | 10 | 23-MAY-2016_06:21.36 | EA
C0256 | U050002218 | CRIB1 039 B - - | ELBOW, 1 INCH, 90 DEG, CLASS 150, GALVANIZED | 1 | 0.9 | 0.9 | 23-MAY-2016_06:21.36 | EA
C0256 | U050002219 | CRIB1 039 B - - | TEE, 1 INCH, CLASS 150, GALVANIZED | 20 | 1 | 20 | 23-MAY-2016_06:21.36 | EA
C0256 | U050002220 | CRIB1 039 C - - | UNION, 1 INCH, CLASS 150, GALVANIZED | 4 | 5.66 | 22.64 | 23-MAY-2016_06:21.36 | EA
C0256 | U050002221 | CRIB1 039 C - - | NIPPLE, 1 INCH X CLOSE, SCH 40, GALVANIZED | 3 | 1 | 3 | 23-MAY-2016_06:21.36 | EA
C0256 | U050002222 | CRIB1 039 C - - | NIPPLE, 1 INCH X 2 INCH, SCH 40, GALVANIZED | 7 | 1 | 7 | 23-MAY-2016_06:21.36 | EA
C0256 | U050002224 | CRIB1 039 D - - | NIPPLE, 1 INCH X 4 INCH, SCH 40, GALVANIZED | 20 | 0.75 | 15 | 23-MAY-2016_06:21.36 | EA
C0256 | U050002225 | CRIB1 039 D - - | NIPPLE, 1 INCH X 5 INCH, SCH 40, GALVANIZED | 11 | 0.93 | 10.23 | 23-MAY-2016_06:21.36 | EA
C0256 | U050002226 | CRIB1 039 D - - | NIPPLE, 1 INCH X 6 INCH, SCH 40, GALVANIZED | 4 | 1 | 4 | 23-MAY-2016_06:21.36 | EA
C0256 | U050002227 | CRIB1 039 G - - | CAP, 1-1/4 INCH, CLASS 150, GALVANIZED | 8 | 2 | 16 | 23-MAY-2016_06:21.36 | EA
C0256 | U050002228 | CRIB1 039 G - - | PLUG, 1-1/4 INCH, CLASS 150, GALVANIZED | 2 | 1 | 2 | 23-MAY-2016_06:21.36 | EA
C0256 | U050002229 | CRIB1 039 G - - | ELBOW, 1-1/4 INCH, 45 DEG, CLASS 150, GALVANIZED | 6 | 1 | 6 | 23-MAY-2016_06:21.36 | EA
C0256 | U050002231 | CRIB1 039 G - - | TEE, 1-1/4 INCH, CLASS 150, GALVANIZED | 13 | 1 | 13 | 23-MAY-2016_06:21.36 | EA
C0256 | U050002232 | CRIB1 039 H - - | TEE, 4 WAY, 1-1/4 INCH, CLASS 150, GALVANIZED | 7 | 14.66 | 102.64 | 23-MAY-2016_06:21.36 | EA
C0256 | U050002233 | CRIB1 039 H - - | UNION, 1-1/4 INCH, CLASS 150, GALVANIZED | 5 | 3.67 | 18.35 | 23-MAY-2016_06:21.36 | EA
C0256 | U050002234 | CRIB1 039 H - - | COUPLING, 1-1/4 INCH, CLASS 150, GALVANIZED | 1 | 2 | 2 | 23-MAY-2016_06:21.36 | EA
C0256 | U050002235 | CRIB1 039 J - - | NIPPLE, 1-1/4 INCH X CLOSE, SCH 40 GALVANIZED | 5 | 1 | 5 | 23-MAY-2016_06:21.36 | EA
C0256 | U050002236 | CRIB1 039 J - - | NIPPLE, 1-1/4 INCH X 2 INCH, SCH 40, GALVANIZED | 3 | 0.72 | 2.16 | 23-MAY-2016_06:21.36 | EA
C0256 | U050002238 | CRIB1 039 J - - | NIPPLE, 1-1/4 INCH X 4 INCH, SCH 40, GALVANIZED | 6 | 1 | 6 | 23-MAY-2016_06:21.36 | EA
C0256 | U050002239 | CRIB1 039 J - - | NIPPLE, 1-1/4 INCH X 5 INCH, SCH 40, GALVANIZED | 8 | 1 | 8 | 23-MAY-2016_06:21.36 | EA
C0256 | U050002240 | CRIB1 040 B - - | PLUG, 1-1/2 INCH, CLASS 150, GALVANIZED | 5 | 1.45 | 7.23 | 23-MAY-2016_06:21.36 | EA
C0256 | U050002241 | CRIB1 040 B - - | ELBOW, 1-1/2 INCH, 45 DEG, CLASS 150, GALVANIZED | 5 | 4 | 20 | 23-MAY-2016_06:21.36 | EA
C0256 | U050002242 | CRIB1 040 B - - | ELBOW, 1-1/2 INCH, 90 DEG, CLASS 150, GALVANIZED | 2 | 3 | 6 | 23-MAY-2016_06:21.36 | EA
C0256 | U050002243 | CRIB1 040 C - - | TEE, 1-1/2 INCH, CLASS 150, GALVANIZED | 31 | 1 | 31 | 23-MAY-2016_06:21.36 | EA
C0256 | U050002244 | CRIB1 040 C - - | CROSS, 1-1/2 INCH, GALVANIZED | 2 | 9 | 18 | 23-MAY-2016_06:21.36 | EA
C0256 | U050002245 | CRIB1 040 C - - | TEE, REDUCING, GALVANIZED, 1-1/2 INCH X 1-1/4 INCH | 4 | 7 | 28 | 23-MAY-2016_06:21.36 | EA
C0256 | U050002246 | CRIB1 040 C - - | UNION, 1-1/2 INCH, CLASS 150, GALVANIZED | 5 | 8.66 | 43.3 | 23-MAY-2016_06:21.36 | EA
C0256 | U050002247 | CRIB1 040 D - - | COUPLING, 1-1/2 INCH, CLASS 150, GALVANIZED | 4 | 4.61 | 18.44 | 23-MAY-2016_06:21.36 | EA
C0256 | U050002248 | CRIB1 040 D - - | NIPPLE, 1-1/2 INCH X CLOSE, SCH 40, GALVANIZED | 6 | 0.77 | 4.62 | 23-MAY-2016_06:21.36 | EA
C0256 | U050002252 | CRIB1 040 F - - | ELBOW, 2 INCH, 45 DEG, CLASS 150, GALVANIZED | 4 | 9 | 36 | 23-MAY-2016_06:21.36 | EA
C0256 | U050002253 | CRIB1 040 F - - | TEE, 2 INCH, CLASS 150, GALVANIZED | 11 | 8 | 88 | 23-MAY-2016_06:21.36 | EA
C0256 | U050002254 | CRIB1 072 C - - | SINGLE PRESSURE SINGLE TEMPATURE DIRECT ACTING W/ RESTRICTOR & BULB HOLDER SAME AS T-3001-6002 | 4 | 89 | 356 | 23-MAY-2016_06:21.36 | EA
C0256 | U050002257 | CRIB1 075 D - - | TWO WAY NORMALLY OPEN 1/2 INCH NPT END CONNECTIONS,BRASS TRIM GLOBE VALVE WITH V-3800 COMPACT PNEUMATIC ACTUATORS, SIZE 1/2 INCH, CV 4.6, CLOSE OFF 48 | 3 | 79 | 237 | 23-MAY-2016_06:21.36 | EA
C0256 | U050002258 | CRIB1 059 D - - | HIGH MOISTURE CAPACITY REFRIGERANT SERVICE 48 CUBIC INCH DESICCANT BLOCK | 2 | 14 | 28 | 23-MAY-2016_06:21.36 | EA
C0256 | U050002259 | CRIB1 059 D - - | STANDARD CAPACITY WATER AND ACID REMOVAL FOR ALL TYPICAL LIQUID AND SUCTION LINES | 1 | 16.3 | 16.3 | 23-MAY-2016_06:21.36 | EA
C0256 | U050002260 | CRIB1 059 D - - | FILTER/DRYER REFRIGERANT W/03 CU DESICANT 1/4 IN SAE FLARE MALE FLARE CONNECTION EMERSON (ALCO CONTROLS) EQUIVALENT STYLE EK 03 2 FLARE | 5 | 8.67 | 43.35 | 23-MAY-2016_06:21.36 | EA
C0256 | U050002261 | CRIB1 059 E - - | FILTER/DRYER REFRIGERANT W/05 CU DESICANT 1/4 IN SAE FLARE MALE FLARE CONNECTION EMERSON ( ALCO CONTROLS) EQUIVALENT STYLE EK 05 2 FLARE | 5 | 10.74 | 53.7 | 23-MAY-2016_06:21.36 | EA
C0256 | U050002262 | CRIB1 059 E - - | FILTER/DRYER REFRIGERANT W/08 CU DESICANT 1/4 INCH ODF INLET AND OUTLET | 1 | 13.38 | 13.38 | 23-MAY-2016_06:21.36 | EA
C0256 | U050002264 | CRIB1 059 E - - | KLEAN LIQUID LINE FILTER DRYER, EK EXTRA, 1/2 INCH INLET X 1/2 INCH OUTLET, FLARED, SAE, DESICCANT | 2 | 27.45 | 54.9 | 23-MAY-2016_06:21.36 | EA
C0256 | U050002265 | CRIB1 059 E - - | KLEAN LIQUID LINE FILTER DRYER, EK EXTRA, 1/2 INCH INLET X 1/2 INCH OUTLET, ODF SOLDER, DESICCANT SPORLAN EQUIVALENT C-304-S | 1 | 27.55 | 27.55 | 23-MAY-2016_06:21.36 | EA
C0256 | U050002266 | CRIB1 059 E - - | KLEAN LIQUID LINE FILTER DRYER, EK EXTRA, 5/8 INCH INLET X 5/8 INCH OUTLET, FLARED, SAE, DESICCANT | 5 | 19 | 95 | 23-MAY-2016_06:21.36 | EA
C0256 | U050002267 | CRIB1 059 F - - | KLEAN SUCTION LINE FILTER DRYER, EK EXTRA, 5/8 INCH INLET X 5/8 INCH OUTLET, FLARED, SAE, DESICCANT | 1 | 34.66 | 34.66 | 23-MAY-2016_06:21.36 | EA
C0256 | U050002268 | CRIB1 059 F - - | KLEAN SUCTION LINE FILTER DRYER, EK EXTRA, 5/8 INCH INLET X 5/8 INCH OUTLET, ODF, SOLDER, DESICCANT | 1 | 39.23 | 39.23 | 23-MAY-2016_06:21.36 | EA
C0256 | U050002271 | CRIB1 059 F - - | KLEAN SUCTION LINE FILTER DRYER, EK EXTRA, 3/4 INCH INLET X 3/4 INCH OUTLET, ODF, SOLDER, DESICCANT | 2 | 27.8 | 55.6 | 23-MAY-2016_06:21.36 | EA
C0256 | U050002272 | CRIB1 072 B - - | PACKED ANGLE VALVE, SIDE OUTLET 3/8 INCH SAE, BOTTOM INLET 1/2 INCH NPT, SOCKET FOR OD TUBING 1/2INCH, IBCA NUMBER 57112 | 1 | 15 | 15 | 23-MAY-2016_06:21.36 | EA
C0256 | U050002273 | CRIB1 072 B - - | RECEIVER VALVE 1/2 INCH FLARE X 3/8 INCH MPT | 2 | 26.28 | 52.56 | 23-MAY-2016_06:21.36 | EA
C0256 | U050002274 | CRIB1 072 B - - | DIAPHRAGM PACKLESS LINE VALVE 3/8 INCH MPT X 1/4 INCH FLARE | 4 | 49.45 | 197.8 | 23-MAY-2016_06:21.36 | EA
C0256 | U050002275 | CRIB1 072 B - - | PACKLESS DIAPHRAM VALVE, STARIGHT THRU SOLDER TO SOLDER, TYPE I, CLASS II, TEMPERATURE RANGE -40 DEGREE/ + 300 DEGREE F, MAX WORKING PRESSURE 500 PSIG, 350 PSIG WITH FLOW, BURST 2500PSIG, 1/4 INCH OD SOLDER CONNECTIONS | 1 | 44.82 | 44.82 | 23-MAY-2016_06:21.36 | EA
C0256 | U050002276 | CRIB1 072 B - - | PACKED ANGLE VALVE RECEIVER TYPE (BACKSEATING) 1/2 INCH MPT X 1/2 INCH FLARE | 1 | 39.28 | 39.28 | 23-MAY-2016_06:21.36 | EA
C0256 | U050002277 | CRIB1 060 F - - | REFRIGERATION FILL PORT BALL VALVE, 3/8 INCH OD SOLDER CONNECTIONS | 1 | 38 | 38 | 23-MAY-2016_06:21.36 | EA
C0256 | U050002279 | CRIB1 074 F - - | SOLENOID VALVE PILOT OPERATED, 240RA SERIES, NORMALL CLOSED DIAPHRAGM VALVE,MAX FLUID TEMPERATURE 285 DEGREES F, MAXIMUM OPERATING PRESSURE DIFFERENTIAL: 300 PSI, 5/8 ODF CONNECTIONS, PORT SIZE 9/16 INCH, WITH MANUA STEM | 1 | 115.36 | 115.36 | 23-MAY-2016_06:21.36 | EA
C0256 | U050002280 | CRIB1 075 E - - | COIL, TYPE AMG,120 VOLT, 50/60 HZ | 1 | 26.52 | 26.52 | 23-MAY-2016_06:21.36 | EA
C0256 | U050002281 | CRIB1 075 E - - | SOLENOID VALVE: STYLE STRAIGHT THRU, INLET/OUTLET 1/2-5/8 INCH ODF/ODM, SOLDER, FLUID TEMPERATURE 285 DEGREES, LESS COIL | 1 | 36 | 36 | 23-MAY-2016_06:21.36 | EA
C0256 | U050002282 | CRIB1 075 E - - | REFRIGERATION SOLENOID VALVE, 3/8 INCH ODF CONNECTION, CONNECTIONS. 1/4 PORT. RATING IN TONS. R12: 3.6, R22: 5.6 AND R502 3.7. | 1 | 55 | 55 | 23-MAY-2016_06:21.36 | EA
C0256 | U050002283 | CRIB1 075 E - - | REFRIGERATION SOLENOID VALVE. 1/4 SAE CONNECTIONS 7/64 PORT. RATING IN TONS R12: 0.8 R22: 1.27 AND R502: 0.85. | 1 | 33 | 33 | 23-MAY-2016_06:21.36 | EA
C0256 | U050002284 | CRIB1 075 E - - | SOLENOID VALVE, SERIES 121, 2 WAY NORMALLY CLOSED, 1/4 INCH NPTF, PORT SIZE 1/4 INCH, SERVICE WATER, MOPD AC 20 AD 5, 180 DRGREES F | 1 | 38 | 38 | 23-MAY-2016_06:21.36 | EA
C0256 | U050002285 | CRIB1 074 F - - | SOLENOID VALVE, MOPD-300 PSI, 7/8 INCH ODF SLODER CONNECTIONS, CAPACITIES REFRIGENT 12 - 16TONS, REFRIGENT 22 - 25TONS, REFRIGENT 502 - 16TONS | 1 | 82 | 82 | 23-MAY-2016_06:21.36 | EA
C0256 | U050002286 | CRIB1 074 G - - | SOLENOID VALVE, ENCLOSURE TYPE 1, AIR INERT GAS 80 PSI, WATER 40 PSI, LT OIL 40 PSI, VOLTS 120/60, 110/50, 11 WATTS, PIPE 1/8 INCH NPT | 3 | 83 | 249 | 23-MAY-2016_06:21.36 | EA
C0256 | U050002287 | CRIB1 074 G - - | SOLENOID VALVE, ENCLOSURE TYPE 1, AIR INERT GAS 125 PSI, WATER 125 PSI, CODE J1, VOLTS 120/60, 110/50, 6.5 WATTS, PIPE 1/4 INCH MPT | 3 | 30 | 90 | 23-MAY-2016_06:21.36 | EA
C0256 | U050002288 | CRIB1 074 G - - | SOLENOID VALVE, 120 VOLT AC, 1/4 INCH 4 WAY SINGLE SOLENOID, BRONZE GENERAL SERVICE | 2 | 293.55 | 587.1 | 23-MAY-2016_06:21.36 | EA
C0256 | U050002289 | CRIB1 074 G - - | SOLENOID VALVE, 2 WAY, 120 VOLT 60 HZ, 1/2 INCH NPT, NORMALLY CLOSED, 5-150 PSI, ORIFICE SIZE 15/8 INCH, | 1 | 184.82 | 184.82 | 23-MAY-2016_06:21.36 | EA
C0256 | U050002290 | CRIB1 074 G - - | SOLENOID VALVE, ENCLOSURE TYPES 2 3 3S 4 4X, AIR INERT GAS 150 PSI, WATER 125 PSI, LT OIL 125 PSI, CODE B2, VOLTS 120/60 110/50, WATTS 6.1 @ 60 HZ, WATTS 8.1 @ 50 HZ, PIPE 1/8 INCH NPT, S/N A371099001 | 1 | 120 | 120 | 23-MAY-2016_06:21.36 | EA
C0256 | U050002291 | CRIB1 074 G - - | SOLENOID VALVE, ENCLOSURE TYPES 2 3 3S 4 4X, AIR INERT GAS 40 PSI, WATER 50 PSI, LT OIL 40 PSI, VOLTS 120/60 110/50, WATTS 6.1 @ 60 HZ, WATTS 8.1 @ 50 HZ, NORMALLY CLOSED, PIPE 1/4 INCH NPT, S/N AFP17525 | 2 | 81.39 | 162.78 | 23-MAY-2016_06:21.36 | EA
C0256 | U050002292 | CRIB1 074 G - - | SOLENOID VALVE, ENCLOSURE TYPES 2 3 3S 4 4X, AIR INERT GAS 155 PSI, WATER 180 PSI, LT OIL 140 PSI, VOLTS 120/60 110/50, WATTS 6.1 @ 60 HZ, WATTS 8.1 @ 50 HZ, PIPE 1/8 INCH NPT S/N A640607 | 2 | 75.81 | 151.62 | 23-MAY-2016_06:21.36 | EA
C0256 | U050002293 | CRIB1 201 C - - | 3V - 8V TYPE V-BELT. MAX WIDTH: 0.625 INCH, THICKNESS: 0.546875 INCH, OUTER CIRCUMFERENCE: 200 INCH, NOTCHED, STANDARD INDUSTRIAL V BELT. DEPTH 0.546875 INCH | 2 | 12 | 24 | 23-MAY-2016_06:21.36 | EA
C0256 | U050002295 | CRIB1 201 C - - | BELT,V: OUTSIDE CIRCUMFERENCE 140 INCHES, 0.62 TOP WIDTH | 1 | 34.19 | 34.19 | 23-MAY-2016_06:21.36 | EA
C0256 | U050002297 | CRIB1 201 C - - | BELT,V: INSIDE CIRCUMFERENCE 158 INCHES, OUTSIDE CIRCUMFERENCE 160.8 INCHES, 0.656 INCH TOP WIDTH | 1 | 13.82 | 13.82 | 23-MAY-2016_06:21.36 | EA
C0256 | U050002299 | CRIB1 201 B - - | BELT,V: INSIDE CIRCUMFERENCE 140 INCHES, OUTSIDE CIRCUMFERENCE 143 INCHES, O.66 INCH TOP WIDTH | 3 | 20 | 60 | 23-MAY-2016_06:21.36 | EA
C0256 | U050002301 | CRIB1 201 B - - | BELT,V: INSIDE CIRCUMFERENCE 133 INCHES, OUTSIDE CIRCUMFERENCE 135.8 ONCHES, 0.656 INCH TOP WIDTH | 2 | 11.8 | 23.6 | 23-MAY-2016_06:21.36 | EA
C0256 | U050002302 | CRIB1 201 B - - | BELT,V: INSIDE CIRCUMFERENCE 128 INCHES, OUTSIDE CIRCUMFERENCE 130.8 INCHES, 0.656 INCH TOP WIDTH | 2 | 12.57 | 25.14 | 23-MAY-2016_06:21.36 | EA
C0256 | U050002310 | CRIB1 201 B - - | BELT,V: INSIDE CIRCUMFERENCE 103 INCHES, OUTSIDE CIRCUMFERENCE105.8 INCHES, 0.656 INCH TOP WIDTH | 1 | 10.1 | 10.1 | 23-MAY-2016_06:21.36 | EA
C0256 | U050002311 | CRIB1 201 B - - | BELT,V: INSIDE CIRCUMFERENCE 100 INCHES, OUTSIDE CIRCUMFERENCE 102.8 INCHES, 0.656 INCH TOP WIDTH | 4 | 8.85 | 35.4 | 23-MAY-2016_06:21.36 | EA
C0256 | U050002315 | CRIB1 201 B - - | BELT,V: INSIDE CIRCUMFERENCE 93 INCHES, OUTSIDE CIRCUMFERENCE 95.8 INCHES, 0.656 INCH TOP WIDTH | 2 | 12.76 | 25.52 | 23-MAY-2016_06:21.36 | EA
C0256 | U050002321 | CRIB1 201 A - - | BELT,V: INSIDE CIRCUMFERENCE 82 INCHES, OUTSIDE CIRCUMFERENCE 84.8 INCHES, 0.656 INCHES TOP WIDTH | 1 | 7.37 | 7.37 | 23-MAY-2016_06:21.36 | EA
C0256 | U050002329 | CRIB1 201 A - - | BELT,V: INSIDE CIRCUMFERENCE 70 INCHES, OUTSIDE CIRCUMFERENCE 73 INCHES, 0.656 INCH TOP WIDTH | 3 | 8.19 | 24.57 | 23-MAY-2016_06:21.36 | EA
C0256 | U050002335 | CRIB1 201 A - - | BELT,V: INSIDE CIRCUMFERENCE 56 INCHES, OUTSIDE CIRCUMFERENCE 58.8 INCHES, 0.656 INCH TOP WIDTH | 2 | 8.37 | 16.74 | 23-MAY-2016_06:21.36 | EA
C0256 | U050002339 | CRIB1 201 A - - | BELT,V: INSIDE CIRCUMFERENCE 85 INCHES, OUTSIDE CIRCUMFERENCE 87.3 INCHES, 0.5 INCH TOP WIDTH | 8 | 5.08 | 40.64 | 23-MAY-2016_06:21.36 | EA
C0256 | U050002341 | CRIB1 201 A - - | BELT,V: INSIDE CIRCUMFERENCE 48 INCHES, OUTSIDE CIRCUMFERENCE 51 INCHES, 0.656 INCH TOP WIDTH | 6 | 5 | 30 | 23-MAY-2016_06:21.36 | EA
C0256 | U050002346 | CRIB1 202 A - - | BELT,V: INSIDE CIRCUMFERENCE 36 INCHES, OUTSIDE CIRCUMFERENCE 38.8 INCHES,0.656 INCH TOP WIDTH | 1 | 3.8 | 3.8 | 23-MAY-2016_06:21.36 | EA
C0256 | U050002347 | CRIB1 202 A - - | BELT,V: INSIDE CIRCUMFERENCE 90 INCHES, OUTSIDE CIRCUMFERENCE 92 INCHES, 0.50 INCH TOP WIDTH | 6 | 5 | 30 | 23-MAY-2016_06:21.36 | EA
C0256 | U050002348 | CRIB1 202 A - - | FRACTIONAL HORSEPOWER V-BELT. MAX WIDTH: 0.5 INCH, THICKNESS: 0.3125 INCH, OUTER CIRCUMFERENCE: 100 INCH, SMOOTH, LIGHT DUTY, (FHP). DEPTH 0.312500 INCH | 1 | 1 | 1 | 23-MAY-2016_06:21.36 | EA
C0256 | U050002349 | CRIB1 203 A - - | BELT,V: INSIDE CIRCUMFERENCE 120 INCHES, OUTSIDE CIRCUMFERENCE 122 INCHES, 0.500 INCH TOP WIDTH | 4 | 18 | 72 | 23-MAY-2016_06:21.36 | EA
C0256 | U050002350 | CRIB1 045 C - - | NIPPLE 1 1/4 X CLOSE SCH 40 MALLEABLE BLACK IRON | 8 | 0.97 | 7.76 | 23-MAY-2016_06:21.36 | EA
C0256 | U050002351 | CRIB1 045 D - - | NIPPLE 1 1/4 INCH X 2 INCH SCH 40 MALLEABLE BALCK IRON | 6 | 1.1 | 6.6 | 23-MAY-2016_06:21.36 | EA
C0256 | U050002352 | CRIB1 045 D - - | NIPPLE, 1-1/4 INCH X 3 INCH, SCH 40, MALLEABLE BLACK IRON | 2 | 1.17 | 2.34 | 23-MAY-2016_06:21.36 | EA
C0256 | U050002353 | CRIB1 045 D - - | NIPPLE, 1-1/4 INCH X 4 INCH, SCH 40, MALLEABLE BLACK IRON | 4 | 1.39 | 5.56 | 23-MAY-2016_06:21.36 | EA
C0256 | U050002354 | CRIB1 045 D - - | NIPPLE, 1-1/4 INCH X 5 INCH, SCH 40, MALLEABLE BLACK IRON | 5 | 1.84 | 9.2 | 23-MAY-2016_06:21.36 | EA
C0256 | U050002355 | CRIB1 045 D - - | NIPPLE, 1-1/4 INCH X 6 INCH, SCH 40, MALLEABLE BLACK IRON | 5 | 1.97 | 9.85 | 23-MAY-2016_06:21.36 | EA
C0256 | U050002356 | CRIB1 045 G - - | CAP, 1-1/2 INCH, MALLEABLE BLACK IRON, CLASS 150 | 2 | 2 | 4 | 23-MAY-2016_06:21.36 | EA
C0256 | U050002357 | CRIB1 045 G - - | PLUG, 1-1/2 INCH, CLASS 150, MALLEABLE BLACK IRON | 6 | 1.49 | 8.94 | 23-MAY-2016_06:21.36 | EA
C0256 | U050002358 | CRIB1 045 G - - | ELBOW, 1-1/2 INCH, 45 DEG, CLASS 150, MALLEABLE BLACK IRON | 4 | 5 | 20 | 23-MAY-2016_06:21.36 | EA
C0256 | U050002359 | CRIB1 045 G - - | PIPE ELBOW, 1-1/2 INCH DIA, 90 DEG, BLACK | 5 | 1.5 | 7.5 | 23-MAY-2016_06:21.36 | EA
C0256 | U050002360 | CRIB1 045 G - - | TEE, 1-1/2 INCH, CLASS 150, MALLEABLE BLACK IRON | 6 | 3.49 | 20.94 | 23-MAY-2016_06:21.36 | EA
C0256 | U050002362 | CRIB1 045 H - - | PIPE COUPLING, 1-1/2 INCH, BLACK | 9 | 2 | 18 | 23-MAY-2016_06:21.36 | EA
C0256 | U050002363 | CRIB1 045 H - - | BUSHING REDUCING HEX 1 1/2 INCH X 1/4 INCH CLASS 150 MALLEABLE BLACK IRON | 5 | 2.62 | 13.08 | 23-MAY-2016_06:21.36 | EA
C0256 | U050002364 | CRIB1 045 H - - | REDUCING BUSHING, 1-1/2 INCH X 1/2 INCH, CLASS 150, MALLEABLE BLACK IRON | 6 | 0.9 | 5.4 | 23-MAY-2016_06:21.36 | EA
C0256 | U050002365 | CRIB1 045 J - - | REDUCING BUSHING, 1-1/2 INCH X 3/4 INCH, CLASS 150, MALLEABLE BLACK IRON | 8 | 1.95 | 15.6 | 23-MAY-2016_06:21.36 | EA
C0256 | U050002366 | CRIB1 045 J - - | REDUCING BUSHING, 1-1/2 INCH X 1 INCH, CLASS 150, MALLEABLE BLACK IRON | 1 | 1.8 | 1.8 | 23-MAY-2016_06:21.36 | EA
C0256 | U050002368 | CRIB1 045 J - - | COUPLING REDUCER BELL 1 1/2 INCH X 1/2 INCH CLASS 150 MALLEABLE BLACK IRON | 22 | 2 | 44 | 23-MAY-2016_06:21.36 | EA
C0256 | U050002370 | CRIB1 046 B - - | COUPLING REDUCER BELL 1 1/2 INCH X 1 INCH CLASS 150 MALLEABLE BLACK IRON | 8 | 3.24 | 25.92 | 23-MAY-2016_06:21.36 | EA
C0256 | U050002371 | CRIB1 046 B - - | COUPLING REDUCER BELL 1 1/2 INCH X 1 1/4 INCH CLASS 150 MALLEABLE BLACK IRON | 5 | 2 | 10 | 23-MAY-2016_06:21.36 | EA
C0256 | U050002372 | CRIB1 046 B - - | NIPPLE, 1-1/2 INCH X CLOSE, SCH 40, MALLEABLE BLACK IRON | 8 | 1.9 | 15.2 | 23-MAY-2016_06:21.36 | EA
C0256 | U050002373 | CRIB1 046 B - - | NIPPLE, 1-1/2 INCH X 3 INCH, SCH 40, MALLEABLE BLACK IRON | 7 | 1.46 | 10.22 | 23-MAY-2016_06:21.36 | EA
C0256 | U050002374 | CRIB1 046 C - - | NIPPLE, 1-1/2 INCH X 4 INCH, SCH 40, MALLEABLE BLACK IRON | 8 | 1 | 8 | 23-MAY-2016_06:21.36 | EA
C0256 | U050002375 | CRIB1 046 C - - | NIPPLE, 1-1/2 INCH X 5 INCH, SCH 40, MALLEABLE BLACK IRON | 5 | 2.35 | 11.75 | 23-MAY-2016_06:21.36 | EA
C0256 | U050002376 | CRIB1 046 C - - | NIPPLE 1 1/2 INCH X 6 INCH SCH 40 MALLEABLE BLACK IRON | 3 | 4.29 | 12.87 | 23-MAY-2016_06:21.36 | EA
C0256 | U050002377 | CRIB1 046 E - - | COUPLING REDUCER BELL 2 INCH X 1/2 INCH CLASS 150 MALLEABLE BLACK IRON | 7 | 7.2 | 50.4 | 23-MAY-2016_06:21.36 | EA
C0256 | U050002378 | CRIB1 046 E - - | COUPLING REDUCER BELL 2 INCH X 3/4 INCH CLASS 150 MALLEABLE BLACK IRON | 1 | 4 | 4 | 23-MAY-2016_06:21.36 | EA
C0256 | U050002380 | CRIB1 046 F - - | COUPLING REDUCER BELL 2 INCH X 1 1/4 INCH CLASS 150 MALLEABLE BLACK IRON | 9 | 4 | 36 | 23-MAY-2016_06:21.36 | EA
C0256 | U050002381 | CRIB1 046 F - - | COUPLING REDUCER BELL 2 INCH X 1 1/2 INCH CLASS 150 MALLEABLE BLACK IRON | 7 | 4.1 | 28.7 | 23-MAY-2016_06:21.36 | EA
C0256 | U050002382 | CRIB1 046 F - - | BUSHING HEX 2 INCH X 1/2 INCH CLASS 150 MALLEABLE BLACK IRON | 2 | 1 | 2 | 23-MAY-2016_06:21.36 | EA
C0256 | U050002383 | CRIB1 046 F - - | BUSHING HEX 2 INCH X 3/4 INCH CLASS 150 MALLEABLE BLACK IRON | 2 | 1.15 | 2.3 | 23-MAY-2016_06:21.36 | EA
C0256 | U050002384 | CRIB1 046 F - - | BUSHING HEX 2 INCH X 1 INCH CLASS 150 MALLEABLE BLACK IRON | 13 | 1 | 13 | 23-MAY-2016_06:21.36 | EA
C0256 | U050002385 | CRIB1 046 G - - | BUSHING HEX 2 INCH X 1 1/4 INCH CLASS 150 MALLEABLE BLACK IRON | 10 | 2.46 | 24.6 | 23-MAY-2016_06:21.36 | EA
C0256 | U050002386 | CRIB1 046 G - - | BUSHING HEX 2 INCH X 1 1/2 INCH CLASS 150 MALLEABLE BLACK IRON | 34 | 1.94 | 65.96 | 23-MAY-2016_06:21.36 | EA
C0256 | U050002387 | CRIB1 046 J - - | BUSHING HEX 2 1/2 INCH X 2 INCH CLASS 150 MALLEABLE BLACK IRON | 2 | 5 | 10 | 23-MAY-2016_06:21.36 | EA
C0256 | U050002388 | CRIB1 046 J - - | COUPLING REDUCER BELL 2 1/2 INCH X 2 INCH CLASS 150 MALLEABLE BLACK IRON | 4 | 9 | 36 | 23-MAY-2016_06:21.36 | EA
C0256 | U050002390 | CRIB1 072 D - - | STARTING CAPACITOR 1/12 HP- 1/2 HP 115 VOLTS | 1 | 13.57 | 13.57 | 23-MAY-2016_06:21.36 | EA
C0256 | U050002391 | CRIB1 072 D - - | STARTING CAPACITOR 1/12 HP- 1/2 HP 230 VOLTS | 1 | 4.85 | 4.85 | 23-MAY-2016_06:21.36 | EA
C0256 | U050002392 | CRIB1 072 D - - | GAUGE OXYGEN 0-4000 PSIG 1 1/2 FACE BOTTOM MOUNT | 4 | 11 | 44 | 23-MAY-2016_06:21.36 | EA
C0256 | U050002393 | CRIB1 072 D - - | GAUGE ACETELYNE 0-100 PSIG 1 1/2 FACE BOTTOM MOUNT | 1 | 8 | 8 | 23-MAY-2016_06:21.36 | EA
C0256 | U050002394 | CRIB1 015 D - - | DRIVE PIN HD DIA. .300 LENGTH 3/4 INCH 100 PER BOX | 4 | 7.62 | 30.48 | 23-MAY-2016_06:21.36 | EA
C0256 | U050002395 | CRIB1 015 D - - | DRIVE PIN HD DIA. .300 LENGTH 5/8 INCH 100 PER BOX | 2 | 7.18 | 14.36 | 23-MAY-2016_06:21.36 | EA
C0256 | U050002396 | CRIB1 015 E - - | DRIVE PIN HD DIA. .300 LENGTH 1/2 INCH 100 PER BOX | 1 | 7.04 | 7.04 | 23-MAY-2016_06:21.36 | EA
C0256 | U050002397 | CRIB1 015 E - - | DRIVE PIN HD DIA. .300 LENGTH 1/2 INCH 100 PER BOX | 1 | 4.43 | 4.43 | 23-MAY-2016_06:21.36 | EA
C0256 | U050002398 | CRIB1 015 E - - | PIN, DRIVE PIN, 9/64 INCH DIA X 5/8 INCH 100 PER BOX | 1 | 9.45 | 9.45 | 23-MAY-2016_06:21.36 | EA
C0256 | U050002399 | CRIB1 015 E - - | DRIVE PIN HD DIA. .300 LENGTH 1 INCH 100 PER BOX | 4 | 7.09 | 28.36 | 23-MAY-2016_06:21.36 | BOX
C0256 | U050002401 | CRIB1 506 A - - | CHEMICAL DUST MOP TREATMENT 12 CANS PER CASE | 1 | 45.36 | 45.36 | 23-MAY-2016_06:21.36 | CS
C0256 | U050002406 | CRIB1 506 A - - | 4100 SUPER POLISH PAD TYPE: SUPER POLISH FUNCTION: POLISHES SIZE: 20 MATERIAL: POLYESTER FIBERS 08484 | 6 | 6.02 | 36.1 | 23-MAY-2016_06:21.36 | EA
C0256 | U050002421 | CRIB1 505 B - - | 3M(TM), CLEANER PAD, 5300, 20 INCH | 5 | 7.01 | 35.05 | 23-MAY-2016_06:21.36 | EA
C0256 | U050002435 | CRIB1 015 E - - | PIN, DRIVE PIN, 9/64 INCH DIA X 3/4 INCH | 1 | 6.93 | 6.93 | 23-MAY-2016_06:21.36 | EA
C0256 | U050002436 | CRIB1 015 E - - | PIN, DRIVE PIN, 9/64 INCH DIA X 1-1/4 INCH | 1 | 9.66 | 9.66 | 23-MAY-2016_06:21.36 | EA
C0256 | U050002437 | CRIB1 015 E - - | DRIVE PIN 3/4" BLACK PIN .300 HEAD DIA. | 1 | 1.36 | 1.36 | 23-MAY-2016_06:21.36 | EA
C0256 | U050002438 | CRIB1 015 F - - | PIN, DRIVE PIN, 9/64 INCH DIA X 1INCH | 1 | 4.67 | 4.67 | 23-MAY-2016_06:21.36 | EA
C0256 | U050002439 | CRIB1 015 F - - | DRIVE PINS, 0.300 HEADED, WITH PREMOUNTED WASHER FOR POWDER ACTUATED TOOLS 0.145`` SHANK DIAMETER, LENGTH 2 INCH, BOX OF 100 | 2 | 18 | 36 | 23-MAY-2016_06:21.36 | BOX
C0256 | U050002440 | CRIB1 015 F - - | DRIVE PINS, 0.300 HEADED, WITH PREMOUNTED WASHER FOR POWDER ACTUATED TOOLS 0.145`` SHANK DIAMETER, LENGTH 1-1/2INCH, BOX OF 100 | 1 | 16.59 | 16.59 | 23-MAY-2016_06:21.36 | BOX
C0256 | U050002441 | CRIB1 015 F - - | RAMSET, 100 PACK, .25 CALIBER, #4D60/45 YELLOW DISC FASTENER LOAD. | 1 | 10.44 | 10.44 | 23-MAY-2016_06:21.36 | EA
C0256 | U050002442 | CRIB1 015 F - - | DRIVE PIN DNI 27P8, CARBON STEEL, ZINC PLATED, LENGTH 1 INCH WITH PLASTIC WASHER, 100 PER BOX | 3 | 0.16 | 0.48 | 23-MAY-2016_06:21.36 | EA
C0256 | U050002443 | CRIB1 015 F - - | SAFETY BOOSTER, .27 CAL SHORT, 3/130MA MEDIUM/YELLOW, POWER LEVEL 4, 10 BOOSTERS PER STRIP PACKAGE QTY 100 CARTRIDGES | 1 | 11.55 | 11.55 | 23-MAY-2016_06:21.36 | EA
C0256 | U050002444 | CRIB1 072 D - - | RELAY ICG-220 220 VOLT | 3 | 11 | 33 | 23-MAY-2016_06:21.36 | EA
C0256 | U050002446 | CRIB1 072 D - - | 3 WIRE, THERMOSTAT RELAY, | 1 | 7 | 7 | 23-MAY-2016_06:21.36 | EA
C0256 | U050002447 | CRIB1 072 E - - | CONDENSER TUBE BRUSH 1/2 INCH DIA X 4 INCH LONG 1/4-28 THREAD MALE END NYLON SINGLE STEM SINGLE SPIRAL | 14 | 4.3 | 60.2 | 23-MAY-2016_06:21.36 | EA
C0256 | U050002448 | CRIB1 072 E - - | CONDENSER TUBE BRUSH 5/8 INCH DIA X 4 INCH LONG 1/4-28 THREAD MALE END NYLON SINGLE STEM SINGLE SPIRAL | 10 | 4.51 | 45.1 | 23-MAY-2016_06:21.36 | EA
C0256 | U050002449 | CRIB1 072 E - - | MOTOR RUN CAPACITOR 7.5 MFD 370 VAC | 1 | 3 | 3 | 23-MAY-2016_06:21.36 | EA
C0256 | U050002453 | CRIB1 067 B - - | KWIK SEAL KITCHEN & BATH ADHESIVE CAULK BRIGHT WHITE 5.5 OZ | 1 | 1.84 | 1.84 | 23-MAY-2016_06:21.36 | EA
C0256 | U050002454 | CRIB1 065 C - - | EMULISION CONVERTS RUST INTO PAINTABLE SURFACE | 2 | 22 | 44 | 23-MAY-2016_06:21.36 | EA
C0256 | U050002456 | CRIB1 070 C - - | TYGON BRAIDED HOSE 3/8 INCH ID 250 PSI @70 DEG F NON TOXIC, 100 FT ROLL | 50 | 0.38 | 19 | 23-MAY-2016_06:21.36 | FT
C0256 | U050002460 | CRIB1 070 C - - | CLEAR HOSE PVC 3/8 INCH ID, 100 FT ROLL | 62 | 0.31 | 19.22 | 23-MAY-2016_06:21.36 | FT
C0256 | U050002461 | CRIB1 070 D - - | CLEAR HOSE PVC 1/2 INCH ID, 100 FT ROLL | 44 | 0.25 | 11 | 23-MAY-2016_06:21.36 | FT
C0256 | U050002462 | CRIB1 071 E - - | CLEAR HOSE PVC 3/4 INCH ID, 100 FT ROLL | 88 | 0.69 | 60.72 | 23-MAY-2016_06:21.36 | FT
C0256 | U050002463 | CRIB1 075 B - - | FLANGE MOUNTED BALL BEARING 2 BOLT | 2 | 69.33 | 138.65 | 23-MAY-2016_06:21.36 | EA
C0256 | U050002502 | CRIB1 054 D - - | BRASS COMPRESSION NUT #6 SIZE 3/8 INCH | 5 | 0.66 | 3.3 | 23-MAY-2016_06:21.36 | EA
C0256 | U050002503 | CRIB1 054 C - - | COMPRESSION SLEEVE #5 SIZE 3/8 INCH | 1 | 0.22 | 0.22 | 23-MAY-2016_06:21.36 | EA
C0256 | U050002504 | CRIB1 064 B - - | ANGLE STOP 1/2 INCH FIP X 3/8 INCH OD COMP ONE PIECE BRASS BODY | 1 | 6.16 | 6.16 | 23-MAY-2016_06:21.36 | EA
C0256 | U050002513 | CRIB1 073 G - - | SOLENOID VALVE COIL SINGLE PHASE COIL VOLTAGE @ 50/60 HZ 24 VOLT JUNCTION BOX 7/8 INCH DIAMETER CONDUIT HOLE NEMA CLASS F 311 DEG F COIL INSULATION CONTINUOUS | 1 | 29.64 | 29.64 | 23-MAY-2016_06:21.36 | EA
C0256 | U050002515 | CRIB1 075 E - - | INDUCTOR 50UH CONTROL | 29 | 0.06 | 1.74 | 23-MAY-2016_06:21.36 | EA
C0256 | U050002516 | CRIB1 075 C - - | COUPLING 6JE EPDM SURE FLEX INSERT | 4 | 14.18 | 56.72 | 23-MAY-2016_06:21.36 | EA
C0256 | U050002517 | CRIB1 071 C - - | BLADE SET BOSCH T101BR 4" 10-TOOTH JIG SAW BLADES (5-PACK) | 7 | 8.87 | 62.09 | 23-MAY-2016_06:21.36 | PAK
C0256 | U050002519 | CRIB1 071 C - - | BLADE,NO MODIFIER::BLADE LENOX DEMOLITION RECIPRO BLADE 77% THICKER THAN STANDARD BLADES BLADES ARE 7/8" WIDE & .062" THICK 5 BLADES PER PACK 20597-960R 10T 2 EA/PK | 4 | 15.58 | 62.32 | 23-MAY-2016_06:21.36 | PAK
C0256 | U050002523 | CRIB1 061 F - - | VALVE GAS BALLAST | 1 | 9.25 | 9.25 | 23-MAY-2016_06:21.36 | EA
C0256 | U050002536 | CRIB1 078 B - - | 600 VOLT, DUAL-ELEMENT, TIME DELAY FUSES | 1 | 5.12 | 5.12 | 23-MAY-2016_06:21.36 | EA
C0256 | U050002537 | CRIB1 509 A - - | STACKLIGHT, FLASHING HALOGEN MODULE, 120 VAC 50/60 HZ, 0.11 AMP, AMBER | 1 | 85.5 | 85.5 | 23-MAY-2016_06:21.36 | EA
C0256 | U050002538 | CRIB1 071 D - - | DIABLO 7-1/4 INCH, 24-TOOTH FRAMING SAW BLADE | 1 | 10.99 | 10.99 | 23-MAY-2016_06:21.36 | EA
C0256 | U050002539 | CRIB1 203 A - - | A-E V-BELTS | 6 | 39.8 | 238.8 | 23-MAY-2016_06:21.36 | EA
C0256 | U050002540 | CRIB1 203 A - - | A-E V-BELTS SURE GRIP BELT | 2 | 4.27 | 8.54 | 23-MAY-2016_06:21.36 | EA
C0256 | U050002547 | CRIB1 075 C - - | SUREFLEX SLEEVE COUPLING, 7-1/16 INCH DIA X 3-7/16 INCH WIDE, EDPM | 6 | 39.2 | 235.2 | 23-MAY-2016_06:21.36 | EA
C0256 | U050002549 | CRIB1 071 B - - | QUICK CHANGE UTILITY KNIFE TYPE: REPLACEMENT BLADES STYLE: HEAVY-DUTY NUMBER OF PIECES: 5 MATERIAL: CARBON STEEL | 4 | 1.01 | 4.04 | 23-MAY-2016_06:21.36 | EA
C0256 | U050002591 | CRIB1 009 F - - | CRANKSHAFT BEARING | 1 | 11.77 | 11.77 | 23-MAY-2016_06:21.36 | EA
C0256 | U050002592 | CRIB1 009 F - - | STARTER GENERATOR | 1 | 300 | 300 | 23-MAY-2016_06:21.36 | EA
C0256 | U050002593 | CRIB1 009 F - - | RELEASE BEARING ASSEMBLY | 1 | 70 | 70 | 23-MAY-2016_06:21.36 | EA
C0256 | U050002594 | CRIB1 009 F - - | CLUTCH DRIVEN PLATE ASSEMBLY | 1 | 68.3 | 68.3 | 23-MAY-2016_06:21.36 | EA
C0256 | U050002595 | CRIB1 009 G - - | CLUTCH DRIVING PLATE AND HOUSING ASSEMBLY | 1 | 154.7 | 154.7 | 23-MAY-2016_06:21.36 | EA
C0256 | U050002596 | CRIB1 009 G - - | RIGHT HAND OUTSIDE FRONT DOOR HANDLE ASSEMBLY | 1 | 11 | 11 | 23-MAY-2016_06:21.36 | EA
C0256 | U050002597 | CRIB1 009 G - - | LEFTHAND OUTSIDE FRONT DOOR HANDLE ASSEMBLY | 1 | 11 | 11 | 23-MAY-2016_06:21.36 | EA
C0256 | U050002598 | CRIB1 009 G - - | LEFT HAND OUTSIDE SLIDING DOOR HANDLE ASSEMBLY | 1 | 22.2 | 22.2 | 23-MAY-2016_06:21.36 | EA
C0256 | U050002599 | CRIB1 009 G - - | OUTSIDE SLIDING DOOR HANDLE ASSEMBLY, RIGHT HAND | 1 | 22.2 | 22.2 | 23-MAY-2016_06:21.36 | EA
C0256 | U050002600 | CRIB1 059 B - - | FILTERALL PLASTIC HOUSING AND CARTRIDE FILTER, FOR USE ON HOT WATER, MAXIMUM TEMPERATURE 160 DEGREES F, MAXIMUM PRESSURE 100 PSI, 3/4 INCH NPT | 2 | 32 | 64 | 23-MAY-2016_06:21.36 | EA
C0256 | U050002601 | CRIB1 059 C - - | FILTER,CUNO WATER FILTER PART#AP117 AQUA-PURE | 3 | 45.96 | 137.88 | 23-MAY-2016_06:21.36 | EA
C0256 | U050002602 | CRIB1 073 G - - | REFRIGERATION TEMPERATURE CONTROL, -30?F TO 90?F RANGE, 3-1/2?F TO 40?F ADJUSTABLE DIFFERENTIAL, 5' CAPILLARY, SPST, CLOSE ON RISE | 4 | 47.43 | 189.72 | 23-MAY-2016_06:21.36 | EA
C0256 | U050002603 | CRIB1 059 C - - | COMMERCIAL GAS THERMOSTST, MODEL FDO(Z88115-48) BODY #1, 150-550 DEGREES F, SNAP THROTTLE 48 INCH CAPILLARY, INLET 1/2 INCH NPT SIDE F, OUTLET 1/2 INCH NPT SIDE E, 3/16 INCH X 14-3/4 INCH STEEL BULB | 2 | 101 | 202 | 23-MAY-2016_06:21.36 | EA
C0256 | U050002604 | CRIB1 072 C - - | DIFFERENTIAL PRESSURE CONTROL, ACTION SPST OPENS ON DECREASED PRESSURE DIFFERENCE, RANGE PRESSURE DIFFERNETIAL PSI 2 TO 26, 3.5 FIXED SWITCH DIFFERENTIAL, 36 INCH CAPPILLARY WITH 1/4 INCH FLARE NUT CONNECTIONS | 1 | 64 | 64 | 23-MAY-2016_06:21.36 | EA
C0256 | U050002605 | CRIB1 072 C - - | PRESSURE CONTROL,RANGE 60/460, MANUAL DIFFERENTIAL, SWITCH OPEN HIGH, CAPILLARY 36 INCH WITH FLARE CONNECTIONS | 1 | 60 | 60 | 23-MAY-2016_06:21.36 | EA
C0256 | U050002606 | CRIB1 072 C - - | PRESSURE CONTROL,RANGE 100/500, MANUAL DIFFERENTIAL, SWITCH SPST, CAPILLARY 36 INCH WITH FLARE CONNECTIONS | 1 | 90 | 90 | 23-MAY-2016_06:21.36 | EA
C0256 | U050002607 | CRIB1 073 F - - | LOW PRESSURE CONTROL, RANGE 3-20 PSIG, CONTACT ACTION SPDT, NUMBER OF STAGES 1, PSIG (KPA) 12(R TO Y CUT-IN) SWITCH DIFFERENTIAL 2 PSI, PRESSURE CONNECTION BARBED FITTING | 3 | 38 | 114 | 23-MAY-2016_06:21.36 | EA
C0256 | U050002609 | CRIB1 075 F - - | LOW PRESSURE CONTROL, RANGE (12 INCH) TO 50 PSIG, DIFFERENTIAL 5 TO 35 PSI, SWITCH SPST, SWITCH ACTION OPENS LOW, CAPILLARY 36 INCH W/ FLARE NUT, LOWEST EVENTS 20 INCH VACCUM | 1 | 62 | 62 | 23-MAY-2016_06:21.36 | EA
C0256 | U050002611 | CRIB1 075 F - - | TEMPERATURE CONTROL, 100/240 DEGREES F, SPDT, NEMA 1,1HP MTG BRKT STRAP | 1 | 45.63 | 45.63 | 23-MAY-2016_06:21.36 | EA
C0256 | U050002612 | CRIB1 075 F - - | WIDE RANGE TEMPERATURE CONTROL, SWITCH SPDT OPENS HIGH OR LOW, RANGE MINUS 35 DEGREE F TO PLUS 95 DEGREE F, DIFFERENTIAL 4F TO 50 F, SENSOR 96 INCH CAPILLARY W/X-AMB BULB | 1 | 45 | 45 | 23-MAY-2016_06:21.36 | EA
C0256 | U050002613 | CRIB1 075 F - - | MANUAL RESET SPST SWITCH. OPENS LOW. RANGE -30 TO +100F. 6 FOOT COPPER CAPILLARY, TUBE BULB SIZE 3/8 INCH X 4 INCH. MAX BULB TEMPERATURE 140F.16A @ 120V 8A @ 240V | 1 | 45 | 45 | 23-MAY-2016_06:21.36 | EA
C0256 | U050002614 | CRIB1 075 F - - | RESET LIMIT, MANUAL, SPST OPENS ON RISE, 25/215 DEGREE F, SET @ 125 DEGREE F | 1 | 45 | 45 | 23-MAY-2016_06:21.36 | EA
C0256 | U050002615 | CRIB1 075 F - - | DIFFERENTIAL PRESSURE CONTROL, RANGE 8/60 PSI, OPENS 20PSI, SPDT, 1/4 INCH MALE FLARE CONNECTION | 2 | 93 | 186 | 23-MAY-2016_06:21.36 | EA
C0256 | U050002616 | CRIB1 075 G - - | TEMPERATURE ACTING SWITCH, SPDT 120/240 VOLT, TEMPERATURE RANGE 61-89 DEGREES F, CAPILLARY LENGTH 18 INCHES, BULB 1/4 INCH X 6.6 INCHES | 1 | 45.7 | 45.7 | 23-MAY-2016_06:21.36 | EA
C0256 | U050002617 | CRIB1 075 G - - | ICE BIN LEVEL CONTROL, SPST, 35-51 DEGREES F, 48 INCH CAPILLARY | 1 | 41 | 41 | 23-MAY-2016_06:21.36 | EA
C0256 | U050002618 | CRIB1 073 F - - | TIMER DEFROST, MOTOR 208/240-1-60, CYCLE 90 MINUTES, SWITCH SPDT | 1 | 35.4 | 35.4 | 23-MAY-2016_06:21.36 | EA
C0256 | U050002619 | CRIB1 072 C - - | VIBRATION ELIMINATOR, NOMINAL COPPER TUBE SIZE 1/8 INCH, 7-1/2 INCHES LONG, WITH FEMALE COPPER TUBE ENDS, BRONZE, BAGGED | 2 | 15.48 | 30.96 | 23-MAY-2016_06:21.36 | EA
C0256 | U050002620 | CRIB1 073 F - - | TEMPERATURE CONTROL CONSTANT CUT-IN, CUT-OUT RANGE 11.5 DEGREES F TO 27.5 DEGREES F, CUT-IN RANGE 37 DEGREES F, CPILLARY 84 INCHES | 2 | 37.15 | 74.3 | 23-MAY-2016_06:21.36 | EA
C0256 | U050002622 | CRIB1 072 C - - | AIR VENT, # 75 STEAM VENT, MAIN, 1/2 INCH X 3/4 INCH | 2 | 6 | 12 | 23-MAY-2016_06:21.36 | EA
C0256 | U050002623 | CRIB1 072 E - - | STATIC OVERLOAD | 10 | 3 | 30 | 23-MAY-2016_06:21.36 | EA
C0256 | U050002624 | CRIB1 073 F - - | TEST GAUGE ADAPTER, (10-23) FOR TP 2214,16 7 18 SERIES | 3 | 8 | 24 | 23-MAY-2016_06:21.36 | EA
C0256 | U050002628 | CRIB1 075 B - - | SLEEVE TYPE COUPLING SLEEVE OR INSERT. OD: 2.3125 INCH, EPDM, 1 PIECE SOLID, INSERT. | 1 | 3.48 | 3.48 | 23-MAY-2016_06:21.36 | EA
C0256 | U050002629 | CRIB1 075 B - - | SLEEVE TYPE COUPLING SLEEVE OR INSERT. 2-15/16 INCH DIA. X 1-9/16 INCH, EPDM, 1 PIECE SOLID | 19 | 6.97 | 132.43 | 23-MAY-2016_06:21.36 | EA
C0256 | U050002631 | CRIB1 075 B - - | SLEEVE TYPE COUPLING SLEEVE OR INSERT. OD: 4.34375 INCH, EPDM, 1 PIECE SOLID, INSERT. | 5 | 15.31 | 76.55 | 23-MAY-2016_06:21.36 | EA
C0256 | U050002632 | CRIB1 075 B - - | SLEEVE TYPE COUPLING SLEEVE OR INSERT, 3 INCH X 4.13 INCH, EPDM, 1 PIECE SOLID | 1 | 26.5 | 26.5 | 23-MAY-2016_06:21.36 | EA
C0256 | U050002633 | CRIB1 067 B - - | PRESSTITE PERMAGUM CORDS, 3/8 INCH DIA. CORD, 25 FEET PER ROLL | 3 | 4 | 12 | 23-MAY-2016_06:21.36 | EA
C0256 | U050002634 | CRIB1 066 B - - | INSULATION,NO MODIFIER:INSULATION, FOAM/CORK TAPE, 2 INCH X 30 FEET ROLL | 20 | 7.51 | 150.2 | 23-MAY-2016_06:21.36 | EA
C0256 | U050002635 | CRIB1 059 D - - | FILTER CARTRIDGE, CODE L4106/T8340, 5 PER BOX | 4 | 670 | 2680 | 23-MAY-2016_06:21.36 | EA
C0256 | U050002636 | CRIB1 059 C - - | FILTER CARTRIDGES, CODE B202, 10 PER BOX | 45 | 34 | 1530 | 23-MAY-2016_06:21.36 | EA
C0256 | U050002638 | CRIB1 059 C - - | CONDENSATE DRAIN,CAST ALUMINUM, EVAPORATOR RATE 8 OZ PER HOUR, 38 OZ CAPACITY, 120 VOLTS 160 WATTS | 2 | 175 | 350 | 23-MAY-2016_06:21.36 | EA
C0256 | U050002640 | CRIB1 072 C - - | THERMAL BULB, SET POINT RANGE 104-212 DEGREE F, CAPILLARY LENGTH 2M, NPT CONNECTION | 2 | 170 | 340 | 23-MAY-2016_06:21.36 | EA
C0256 | U050002642 | CRIB1 074 E - - | LIMIT SWITCH, 15 AMPS @ 125, 250 OR 480 VAC, 1/2 AMP @ 125VDC, 1/4 AMP@ 250VDC, 1/2 INCH FEMALE PIPE THREAD | 2 | 32.09 | 64.18 | 23-MAY-2016_06:21.36 | EA
C0256 | U050002643 | CRIB1 067 B - - | EPOXY,NO MODIFIER:PC-3 IS A TWO-PART BLACK ADHESIVE THAT IS HEAVILY FILLED AND DESIGNED TO JOIN, BOND AND CAULK SECTIONS OF LAB TOPS AND COUNTERS.:PC-3 IS A PINT OF TWO-PART BLACK ADHESIVE THAT IS HEAVILY FILLED AND DESIGNED TO JOIN, BOND AND CAULK SECTI | 2 | 45 | 90 | 23-MAY-2016_06:21.36 | EA
C0256 | U050002644 | CRIB1 065 D - - | INDUSTRIAL FOAM CLEANER AEROSOL PACKAGED QTY OF 12 | 72 | 3.76 | 270.84 | 23-MAY-2016_06:21.36 | EA
C0256 | U050002646 | CRIB1 902 B - - | EXPANDING FOAM SEALANT, AEROSOL CAN, 20 OUNCE | 3 | 14.91 | 44.73 | 23-MAY-2016_06:21.36 | EA
C0256 | U050002653 | CRIB1 020 B - - | UNION,1/8 INCH, SCHEDULE 80, BLACK IRON | 3 | 5.16 | 15.48 | 23-MAY-2016_06:21.36 | EA
C0256 | U050002655 | CRIB1 020 B - - | NIPPLE, 1/8 INCH X CLOSE, SCHEDULE 80, BLACK | 2 | 0.65 | 1.3 | 23-MAY-2016_06:21.36 | EA
C0256 | U050002657 | CRIB1 020 B - - | NIPPLE, 1/8 INCH X 1-1/2 INCH, SCHEDULE 80, BLACK | 10 | 1.15 | 11.5 | 23-MAY-2016_06:21.36 | EA
C0256 | U050002660 | CRIB1 011 F - - | FRONT BRAKE PADS FOR CHEVY IMPALA 2000-2003 | 1 | 71.75 | 71.75 | 23-MAY-2016_06:21.36 | SET
C0256 | U050002661 | CRIB1 011 F - - | REAR BRAKE PADS FOR CHEVY IMPALA 2000-2003 | 1 | 56.75 | 56.75 | 23-MAY-2016_06:21.36 | SET
C0256 | U050002662 | CRIB1 011 G - - | FRONT ROTORS FOR CHEVY IMPALA 2000-2003 | 1 | 32.18 | 32.18 | 23-MAY-2016_06:21.36 | EA
C0256 | U050002663 | CRIB1 011 F - - | FRONT BRAKE PADS FOR 1995-1999 FORD RANGER | 1 | 39.76 | 39.76 | 23-MAY-2016_06:21.36 | SET
C0256 | U050002664 | CRIB1 011 F - - | REAR BRAKE SHOES 9 INCH FOR 1995-1999 FORD RANGER | 1 | 42.09 | 42.09 | 23-MAY-2016_06:21.36 | SET
C0256 | U050002665 | CRIB1 009 F - - | PRESSURE DISTRUBING VALVE REAR BARKE | 1 | 59.5 | 59.5 | 23-MAY-2016_06:21.36 | EA
C0256 | U050002666 | CRIB1 011 F - - | FRONT BRAKE PADS FOR 1995 FORD F150 | 1 | 42.19 | 42.19 | 23-MAY-2016_06:21.36 | SET
C0256 | U050002667 | CRIB1 011 F - - | REAR BRAKE SHOES FOR 1995 FORD F150 | 1 | 20.02 | 20.02 | 23-MAY-2016_06:21.36 | SET
C0256 | U050002670 | CRIB1 020 C - - | NIPPLE, 1/8 INCH X 4 INCH, SCHEDULE 80, BLACK | 2 | 1.1 | 2.2 | 23-MAY-2016_06:21.36 | EA
C0256 | U050002671 | CRIB1 020 C - - | NIPPLE, 1/8 INCH X 5 INCH, SCHEDULE 80, BLACK | 2 | 2.02 | 4.04 | 23-MAY-2016_06:21.36 | EA
C0256 | U050002672 | CRIB1 020 C - - | NIPPLE, 1/8 INCH X 6 INCH, SCHEDULE 80, BLACK | 2 | 2.2 | 4.4 | 23-MAY-2016_06:21.36 | EA
C0256 | U050002673 | CRIB1 020 D - - | CAP,1/4 INCH, SCHEDULE 80, BLACK IRON | 2 | 2.19 | 4.38 | 23-MAY-2016_06:21.36 | EA
C0256 | U050002675 | CRIB1 020 D - - | ELBOW,1/4 INCH, 45 DEGREE SCHEDULE 80, BLACK IRON | 3 | 3.52 | 10.56 | 23-MAY-2016_06:21.36 | EA
C0256 | U050002676 | CRIB1 020 D - - | ELBOW,1/4 INCH, 90 DEGREE SCHEDULE 80, BLACK IRON | 1 | 2.37 | 2.37 | 23-MAY-2016_06:21.36 | EA
C0256 | U050002678 | CRIB1 020 D - - | TEE, CROSS, 1/4 INCH, SCHEDULE 80, BLACK IRON | 1 | 10.46 | 10.46 | 23-MAY-2016_06:21.36 | EA
C0256 | U050002679 | CRIB1 020 E - - | UNION,1/4 INCH, SCHEDULE 80, BLACK IRON | 12 | 13 | 156 | 23-MAY-2016_06:21.36 | EA
C0256 | U050002682 | CRIB1 020 E - - | NIPPLE, 1/4 INCH X CLOSE, SCHEDULE 80, BLACK | 1 | 1.01 | 1.01 | 23-MAY-2016_06:21.36 | EA
C0256 | U050002687 | CRIB1 020 F - - | NIPPLE, 1/4 INCH X 4 INCH, SCHEDULE 80, BLACK | 19 | 1 | 19 | 23-MAY-2016_06:21.36 | EA
C0256 | U050002691 | CRIB1 020 G - - | CAP, 3/8 INCH, SCHEDULE 80, BLACK IRON | 1 | 2.19 | 2.19 | 23-MAY-2016_06:21.36 | EA
C0256 | U050002693 | CRIB1 020 G - - | ELBOW, 3/8 INCH, 45 DEGREE SCHEDULE 80, BLACK IRON | 9 | 6.13 | 55.17 | 23-MAY-2016_06:21.36 | EA
C0256 | U050002697 | CRIB1 020 H - - | UNION, 3/8 INCH, SCHEDULE 80, BLACK IRON | 4 | 9.53 | 38.12 | 23-MAY-2016_06:21.36 | EA
C0256 | U050002699 | CRIB1 020 H - - | COUPLING, BELL REDUCER, 3/8 INCH X 1/8 INCH, SCHEDULE 80, BLACK IRON | 6 | 3.77 | 22.62 | 23-MAY-2016_06:21.36 | EA
C0256 | U050002701 | CRIB1 020 H - - | BUSHING, REDUCING, HEX, 3/8 INCH X 1/4 INCH, SCHEDULE 80, BLACK | 5 | 0.68 | 3.4 | 23-MAY-2016_06:21.36 | EA
C0256 | U050002702 | CRIB1 020 H - - | BUSHING, REDUCING, HEX, 3/8 INCH X 1/8 INCH, SCHEDULE 80, BLACK | 4 | 0.68 | 2.72 | 23-MAY-2016_06:21.36 | EA
C0256 | U050002704 | CRIB1 020 J - - | NIPPLE, 3/8 INCH X 1-1/2 INCH, SCHEDULE 80, BLACK | 1 | 0.89 | 0.89 | 23-MAY-2016_06:21.36 | EA
C0256 | U050002706 | CRIB1 020 J - - | NIPPLE, 3/8 INCH X 2-1/2 INCH, SCHEDULE 80, BLACK | 1 | 1.06 | 1.06 | 23-MAY-2016_06:21.36 | EA
C0256 | U050002708 | CRIB1 020 J - - | NIPPLE, 3/8 INCH X 4 INCH, SCHEDULE 80, BLACK | 2 | 1.24 | 2.48 | 23-MAY-2016_06:21.36 | EA
C0256 | U050002709 | CRIB1 020 J - - | NIPPLE, 3/8 INCH X 5 INCH, SCHEDULE 80, BLACK | 2 | 2.25 | 4.49 | 23-MAY-2016_06:21.36 | EA
C0256 | U050002710 | CRIB1 020 J - - | NIPPLE, 3/8 INCH X 6 INCH, SCHEDULE 80, BLACK | 3 | 2.04 | 6.12 | 23-MAY-2016_06:21.36 | EA
C0256 | U050002716 | CRIB1 021 B - - | TEE, CROSS, 1/2 INCH, SCHEDULE 80, BLACK IRON | 3 | 14.97 | 44.91 | 23-MAY-2016_06:21.36 | EA
C0256 | U050002721 | CRIB1 021 C - - | BUSHING, REDUCING, HEX,1/2 INCH X 3/8 INCH, SCHEDULE 80, BLACK | 1 | 0.68 | 0.68 | 23-MAY-2016_06:21.36 | EA
C0256 | U050002726 | CRIB1 021 D - - | NIPPLE, 1/2 INCH X 4 INCH, SCHEDULE 80, BLACK | 1 | 2.54 | 2.54 | 23-MAY-2016_06:21.36 | EA
C0256 | U050002735 | CRIB1 021 F - - | TEE, CROSS, 3/4 INCH, SCHEDULE 80, BLACK IRON | 3 | 17.65 | 52.95 | 23-MAY-2016_06:21.36 | EA
C0256 | U050002739 | CRIB1 021 G - - | COUPLING, BELL REDUCER, 3/4 INCH X 3/8 INCH, SCHEDULE 80, BLACK IRON | 1 | 4.71 | 4.71 | 23-MAY-2016_06:21.36 | EA
C0256 | U050002748 | CRIB1 021 G - - | BUSHING, REDUCING, HEX, 3/4 INCH X 3/8 INCH, SCHEDULE 80 BLACK | 1 | 0.67 | 0.67 | 23-MAY-2016_06:21.36 | EA
C0256 | U050002751 | CRIB1 022 B - - | ELBOW, 1 INCH, 45 DEGREE SCHEDULE 80, BLACK IRON | 2 | 8.89 | 17.78 | 23-MAY-2016_06:21.36 | EA
C0256 | U050002754 | CRIB1 022 B - - | TEE, CROSS, 1 INCH, SCHEDULE 80, BLACK IRON | 3 | 19.26 | 57.78 | 23-MAY-2016_06:21.36 | EA
C0256 | U050002767 | CRIB1 022 F - - | CAP, 1-1/4 INCH, SCHEDULE 80, BLACK IRON | 2 | 3.98 | 7.96 | 23-MAY-2016_06:21.36 | EA
C0256 | U050002771 | CRIB1 022 F - - | TEE, 1-1/4 INCH, SCHEDULE 80, BLACK IRON | 1 | 1 | 1 | 23-MAY-2016_06:21.36 | EA
C0256 | U050002772 | CRIB1 022 G - - | TEE, CROSS, 1-1/4 INCH, SCHEDULE 80, BLACK IRON | 3 | 19.53 | 58.59 | 23-MAY-2016_06:21.36 | EA
C0256 | U050002774 | CRIB1 022 G - - | COUPLING, 1-1/4 INCH, SCHEDULE 80, BLACK IRON | 2 | 3.73 | 7.46 | 23-MAY-2016_06:21.36 | EA
C0256 | U050002775 | CRIB1 022 G - - | COUPLING, BELL REDUCING, 1-1/4 INCH X 1 INCH, SCHEDULE 80, BLACK IRON | 1 | 5.46 | 5.46 | 23-MAY-2016_06:21.36 | EA
C0256 | U050002776 | CRIB1 022 G - - | COUPLING, BELL REDUCING, 1-1/4 INCH X 3/4 INCH, SCHEDULE 80, BLACK IRON | 3 | 5.67 | 17.01 | 23-MAY-2016_06:21.36 | EA
C0256 | U050002778 | CRIB1 022 H - - | BUSHING, REDUCING, HEX 1-1/4 INCH X 3/4 INCH, SCHEDULE 80, BLACK IRON | 4 | 0.82 | 3.28 | 23-MAY-2016_06:21.36 | EA
C0256 | U050002779 | CRIB1 022 H - - | NIPPLE, 1-1/4 INCH X CLOSE, SCHEDULE 80, BLACK | 2 | 2.05 | 4.1 | 23-MAY-2016_06:21.36 | EA
C0256 | U050002780 | CRIB1 022 H - - | NIPPLE, 1-1/4 INCH X 2 INCH, SCHEDULE 80, BLACK | 2 | 2.26 | 4.52 | 23-MAY-2016_06:21.36 | EA
C0256 | U050002785 | CRIB1 023 B - - | CAP, 1-1/2 INCH, SCHEDULE 80, BLACK IRON | 1 | 5.82 | 5.82 | 23-MAY-2016_06:21.36 | EA
C0256 | U050002787 | CRIB1 023 B - - | ELBOW, 1-1/2 INCH, 45 DEGREE SCHEDULE 80, BLACK IRON | 2 | 19.8 | 39.6 | 23-MAY-2016_06:21.36 | EA
C0256 | U050002790 | CRIB1 023 C - - | TEE, CROSS 1-1/2 INCH, SCHEDULE 80, BLACK IRON | 3 | 33.69 | 101.07 | 23-MAY-2016_06:21.36 | EA
C0256 | U050002792 | CRIB1 023 C - - | COUPLING, 1-1/2 INCH, SCHEDULE 80, BLACK IRON | 1 | 5.58 | 5.58 | 23-MAY-2016_06:21.36 | EA
C0256 | U050002793 | CRIB1 023 D - - | COUPLING, BELL REDUCING 1-1/2 INCH X 1/14 INCH, SCHEDULE 80, BLACK IRON | 2 | 18.51 | 37.02 | 23-MAY-2016_06:21.36 | EA
C0256 | U050002794 | CRIB1 023 D - - | COUPLING, BELL REDUCING 1-1/2 INCH X 1 INCH, SCHEDULE 80, BLACK IRON | 2 | 7.49 | 14.98 | 23-MAY-2016_06:21.36 | EA
C0256 | U050002798 | CRIB1 023 E - - | NIPPLE, 1-1/2 INCH X 2 INCH, SCHEDULE 80, BLACK | 3 | 1.83 | 5.49 | 23-MAY-2016_06:21.36 | EA
C0256 | U050002800 | CRIB1 023 E - - | NIPPLE, 1-1/2 INCH X 4 INCH, SCHEDULE 80, BLACK | 1 | 3.46 | 3.46 | 23-MAY-2016_06:21.36 | EA
C0256 | U050002801 | CRIB1 023 E - - | NIPPLE, 1-1/2 INCH X 5 INCH, SCHEDULE 80, BLACK | 2 | 2.76 | 5.52 | 23-MAY-2016_06:21.36 | EA
C0256 | U050002805 | CRIB1 023 F - - | ELBOW, 2 INCH, 45 DEGREE SCHEDULE 80, BLACK IRON | 1 | 29.91 | 29.91 | 23-MAY-2016_06:21.36 | EA
C0256 | U050002807 | CRIB1 023 G - - | TEE, 2 INCH, SCHEDULE 80, BLACK IRON | 5 | 21 | 105 | 23-MAY-2016_06:21.36 | EA
C0256 | U050002808 | CRIB1 023 G - - | TEE, CROSS, 2 INCH, SCHEDULE 80, BLACK IRON | 8 | 38.67 | 309.36 | 23-MAY-2016_06:21.36 | EA
C0256 | U050002811 | CRIB1 023 H - - | COUPLING, BELL REDUCING, 2 INCH X 1-1/2 INCH, SCHEDULE 80, BLACK IRON | 3 | 10.76 | 32.28 | 23-MAY-2016_06:21.36 | EA
C0256 | U050002812 | CRIB1 023 H - - | COUPLING, BELL REDUCING, 2 INCH X 1-1/4 INCH, SCHEDULE 80, BLACK IRON | 5 | 12.78 | 63.9 | 23-MAY-2016_06:21.36 | EA
C0256 | U050002814 | CRIB1 023 H - - | BUSHING, REDUCING, HEX, 2 INCH X 1-1/4 INCH, SCHEDULE 80, BLACK IRON | 1 | 1.24 | 1.24 | 23-MAY-2016_06:21.36 | EA
C0256 | U050002815 | CRIB1 023 H - - | NIPPLE, 2 INCH X CLOSE, SCHEDULE 80, BLACK | 5 | 3.4 | 17 | 23-MAY-2016_06:21.36 | EA
C0256 | U050002820 | CRIB1 027 B - - | ADAPTER, 1/2 INCH, MALE, SOCKET STYLE, THREAD, CPVC | 1 | 2.69 | 2.69 | 23-MAY-2016_06:21.36 | EA
C0256 | U050002821 | CRIB1 027 B - - | ADAPTER, 1/2 INCH, FEMALE, SOCKET STYLE, THREAD, CPVC | 1 | 3.37 | 3.37 | 23-MAY-2016_06:21.36 | EA
C0256 | U050002822 | CRIB1 027 B - - | CAP, SOCKET STYLE, CPVC, 1/2 INCH | 1 | 3.24 | 3.24 | 23-MAY-2016_06:21.36 | EA
C0256 | U050002823 | CRIB1 027 B - - | COUPLING, 1/2 INCH, SOCKET STYLE, CPVC | 2 | 2.08 | 4.16 | 23-MAY-2016_06:21.36 | EA
C0256 | U050002824 | CRIB1 027 B - - | ELBOW, SOCKET, CPVC, 1/2 INCH, 45 DEG | 2 | 2.41 | 4.82 | 23-MAY-2016_06:21.36 | EA
C0256 | U050002826 | CRIB1 027 C - - | TEE, SOCKET STYLE S X S X S, CPVC, 1/2 INCH | 2 | 4.62 | 9.24 | 23-MAY-2016_06:21.36 | EA
C0256 | U050002827 | CRIB1 027 C - - | UNION, SOCKET STYLE, CPVC, 1/2 INCH, S X S | 42 | 4.47 | 187.74 | 23-MAY-2016_06:21.36 | EA
C0256 | U050002828 | CRIB1 027 F - - | ADAPTER, 3/4 INCH, MALE, SOCKET STYLE, THREAD, CPVC | 2 | 0.64 | 1.27 | 23-MAY-2016_06:21.36 | EA
C0256 | U050002829 | CRIB1 027 F - - | ADAPTER, 3/4 INCH, FEMALE, SOCKET STYLE, CPVC | 2 | 1.35 | 2.69 | 23-MAY-2016_06:21.36 | EA
C0256 | U050002830 | CRIB1 027 E - - | CAP, SOCKET STYLE, CPVC, 3/4 INCH | 2 | 4.62 | 9.24 | 23-MAY-2016_06:21.36 | EA
C0256 | U050002832 | CRIB1 027 E - - | ELBOW, SOCKET, CPVC, 3/4 INCH, 45 DEG | 2 | 3.48 | 6.96 | 23-MAY-2016_06:21.36 | EA
C0256 | U050002834 | CRIB1 027 F - - | TEE, SOCKET STYLE S X S X S, CPVC, 3/4 INCH | 2 | 4.7 | 9.4 | 23-MAY-2016_06:21.36 | EA
C0256 | U050002835 | CRIB1 027 F - - | UNION, SOCKET STYLE, CPVC, 3/4 INCH, S X S | 12 | 4.63 | 55.56 | 23-MAY-2016_06:21.36 | EA
C0256 | U050002836 | CRIB1 027 F - - | BUSHING, 3/4 INCH MALE SLIP X 1/2 INCH SOCKET STYLE, CPVC | 2 | 3.09 | 6.18 | 23-MAY-2016_06:21.36 | EA
C0256 | U050002838 | CRIB1 027 G - - | ADAPTER, 1 INCH, FEMALE, SOCKET, THREAD, CPVC | 4 | 3.54 | 14.15 | 23-MAY-2016_06:21.36 | EA
C0256 | U050002839 | CRIB1 027 G - - | CAP, SOCKET STYLE, CPVC, 1 INCH | 2 | 8.18 | 16.36 | 23-MAY-2016_06:21.36 | EA
C0256 | U050002843 | CRIB1 027 H - - | TEE, SOCKET STYLE, CPVC, 1 INCH, S X S X S | 2 | 5.76 | 11.52 | 23-MAY-2016_06:21.36 | EA
C0256 | U050002844 | CRIB1 027 H - - | UNION, SOCKET STYLE, CPVC, 1 INCH, S X S | 1 | 11.05 | 11.05 | 23-MAY-2016_06:21.36 | EA
C0256 | U050002845 | CRIB1 027 H - - | BUSHING, 1 INCH MALE SLIP X 3/4 INCH SOCKET STYLE, CPVC | 2 | 2.72 | 5.44 | 23-MAY-2016_06:21.36 | EA
C0256 | U050002846 | CRIB1 027 H - - | BUSHING, 1 INCH MALE SLIP X 1/2 INCH SOCKET STYLE, CPVC | 2 | 3.45 | 6.9 | 23-MAY-2016_06:21.36 | EA
C0256 | U050002847 | CRIB1 026 B - - | ADAPTER, 1-1/4 INCH, MALE, SOCKET STYLE, THREAD, CPVC | 3 | 4.49 | 13.47 | 23-MAY-2016_06:21.36 | EA
C0256 | U050002848 | CRIB1 026 B - - | ADAPTER, 1-1/4 INCH, FEMALE, SOCKET STYLE, THREAD, CPVC | 3 | 8.41 | 25.23 | 23-MAY-2016_06:21.36 | EA
C0256 | U050002849 | CRIB1 026 B - - | CAP, SOCKET STYLE, CPVC, 1-1/4 INCH | 2 | 8.95 | 17.9 | 23-MAY-2016_06:21.36 | EA
C0256 | U050002851 | CRIB1 026 B - - | ELBOW, SOCKET, CPVC, 1-1/4 INCH, 45 DEG | 2 | 10.87 | 21.74 | 23-MAY-2016_06:21.36 | EA
C0256 | U050002852 | CRIB1 026 B - - | ELBOW, SOCKET, CPVC, 1-1/4 INCH, 90 DEG | 2 | 8.64 | 17.28 | 23-MAY-2016_06:21.36 | EA
C0256 | U050002853 | CRIB1 026 C - - | TEE, SOCKET STYLE, CPVC, 1-1/4 INCH, S X S X S | 2 | 12.16 | 24.32 | 23-MAY-2016_06:21.36 | EA
C0256 | U050002854 | CRIB1 026 C - - | UNION, SOCKET STYLE, CPVC, 1-1/4 INCH | 5 | 11.23 | 56.15 | 23-MAY-2016_06:21.36 | EA
C0256 | U050002855 | CRIB1 026 C - - | BUSHING, 1-1/4 INCH MALE SLIP X 1 INCH SOCKET STYLE, CPVC | 1 | 9.16 | 9.16 | 23-MAY-2016_06:21.36 | EA
C0256 | U050002856 | CRIB1 026 C - - | BUSHING, 1-1/4 INCH MALE SLIP X 3/4 INCH SOCKET STYLE, CPVC | 1 | 7.21 | 7.21 | 23-MAY-2016_06:21.36 | EA
C0256 | U050002857 | CRIB1 026 E - - | ADAPTER, 1-1/2 INCH, MALE, SOCKET STYLE, THREAD, CPVC | 1 | 5.26 | 5.26 | 23-MAY-2016_06:21.36 | EA
C0256 | U050002861 | CRIB1 026 E - - | ELBOW, SOCKET, CPVC, 1-1/2 INCH, 45 DEG | 2 | 11.17 | 22.34 | 23-MAY-2016_06:21.36 | EA
C0256 | U050002862 | CRIB1 026 E - - | ELBOW, SOCKET, CPVC, 1-1/2 INCH, 90 DEG | 1 | 5.72 | 5.72 | 23-MAY-2016_06:21.36 | EA
C0256 | U050002863 | CRIB1 026 F - - | TEE, SOCKET STYLE, CPVC, 1-1/2 INCH, S X S X S | 1 | 13.93 | 13.93 | 23-MAY-2016_06:21.36 | EA
C0256 | U050002864 | CRIB1 026 F - - | UNION, SOCKET STYLE, CPVC, 1/2 INCH | 3 | 11.44 | 34.32 | 23-MAY-2016_06:21.36 | EA
C0256 | U050002865 | CRIB1 026 F - - | BUSHING, 1-1/2 INCH MALE SLIP X 1-1/4 INCH SOCKET STYLE, CPVC | 2 | 10.36 | 20.72 | 23-MAY-2016_06:21.36 | EA
C0256 | U050002867 | CRIB1 026 F - - | BUSHING, 1-1/2 INCH MALE SLIP X 3/4 INCH SOCKET STYLE, CPVC | 2 | 10.36 | 20.72 | 23-MAY-2016_06:21.36 | EA
C0256 | U050002868 | CRIB1 026 G - - | ADAPTER, 2 INCH, MALE, SOCKET STYLE, THREAD, CPVC | 3 | 14.94 | 44.82 | 23-MAY-2016_06:21.36 | EA
C0256 | U050002871 | CRIB1 026 G - - | COUPLING, 2 INCH, SOCKET STYLE, CPVC | 1 | 8.59 | 8.59 | 23-MAY-2016_06:21.36 | EA
C0256 | U050002872 | CRIB1 026 H - - | ELBOW, SOCKET, CPVC, 2 INCH, 45 DEGREE | 2 | 12.52 | 25.04 | 23-MAY-2016_06:21.36 | EA
C0256 | U050002873 | CRIB1 026 H - - | ELBOW, SOCKET, CPVC, 2 INCH, 90 DEG | 2 | 11.64 | 23.28 | 23-MAY-2016_06:21.36 | EA
C0256 | U050002874 | CRIB1 026 H - - | TEE, SOCKET STYLE, CPVC, 2 INCH, S X S X S | 2 | 15.5 | 31 | 23-MAY-2016_06:21.36 | EA
C0256 | U050002875 | CRIB1 026 H - - | UNION, SOCKET STYLE, CPVC, 2 INCH | 1 | 37.8 | 37.8 | 23-MAY-2016_06:21.36 | EA
C0256 | U050002877 | CRIB1 026 J - - | BUSHING, 2 INCH MALE SLIP X 1-1/4 INCH SOCKET STYLE, CPVC | 1 | 13.37 | 13.37 | 23-MAY-2016_06:21.36 | EA
C0256 | U050002879 | CRIB1 028 G - - | BALL VALVE, 1/2 INCH, TRU UNION BALL VALVE, TYPE 546, SOCKET STYLE, SCHEDULE 80 CPVC | 5 | 28.72 | 143.6 | 23-MAY-2016_06:21.36 | EA
C0256 | U050002880 | CRIB1 028 G - - | BALL VALVE, 3/4 INCH, TRU UNION BALL VALVE, TYPE 546, SOCKET STYLE, SCHEDULE 80 CPV | 3 | 32.2 | 96.6 | 23-MAY-2016_06:21.36 | EA
C0256 | U050002881 | CRIB1 028 G - - | BALL VALVE, 1 INCH, TRU UNION BALL VALVE, TYPE 546, SOCKET STYLE, SCHEDULE 80 CPV | 4 | 39.84 | 159.36 | 23-MAY-2016_06:21.36 | EA
C0256 | U050002882 | CRIB1 028 G - - | BALL VALVE, 1-1/4 INCH, TRU UNION BALL VALVE, TYPE 546, SOCKET STYLE, SCHEDULE 80 CPV | 3 | 52.68 | 158.04 | 23-MAY-2016_06:21.36 | EA
C0256 | U050002883 | CRIB1 028 G - - | BALL VALVE,1-1/2 INCH, TRU UNION BALL VALVE, TYPE 546, SOCKET STYLE, SCHEDULE 80 CPV | 2 | 33.88 | 67.76 | 23-MAY-2016_06:21.36 | EA
C0256 | U050002884 | CRIB1 028 G - - | BALL VALVE, 2 INCH, TRU UNION BALL VALVE, TYPE 546, SOCKET STYLE, SCHEDULE 80 CPV | 2 | 82.52 | 165.04 | 23-MAY-2016_06:21.36 | EA
C0256 | U050002893 | CRIB1 019 B - - | REBUILD KIT FOR PRESSURE PILOT TYPE D | 1 | 420.95 | 420.95 | 23-MAY-2016_06:21.36 | EA
C0256 | U050002894 | CRIB1 018 E - - | SPIRAL WOUND GASKET, STYLE CG, NOMINAL PIPE SIZE 1-1/4 INCH, CLASS 150 LB | 26 | 1.66 | 43.16 | 23-MAY-2016_06:21.36 | EA
C0256 | U050002895 | CRIB1 018 E - - | SPIRAL WOUND GASKET, STYLE CG, NOMINAL PIPE SIZE 1-1/4 INCH, CLASS 300 LB | 6 | 1.66 | 9.96 | 23-MAY-2016_06:21.36 | EA
C0256 | U050002896 | CRIB1 018 E - - | SPIRAL WOUND GASKET, STYLE CG, NOMINAL PIPE SIZE 1-1/2 INCH, CLASS 150 LB | 1 | 1.59 | 1.59 | 23-MAY-2016_06:21.36 | EA
C0256 | U050002897 | CRIB1 018 E - - | SPIRAL WOUND GASKET, STYLE CG, NOMINAL PIPE SIZE 1-1/2 INCH, CLASS 300 LB | 11 | 1.73 | 19.03 | 23-MAY-2016_06:21.36 | EA
C0256 | U050002901 | CRIB1 018 E - - | SPIRAL WOUND GASKET, STYLE CG, NOMINAL PIPE SIZE 2-1/2 INCH, CLASS 300 LB | 1 | 2 | 2 | 23-MAY-2016_06:21.36 | EA
C0256 | U050002902 | CRIB1 018 F - - | SPIRAL WOUND GASKET, STYLE CG, NOMINAL PIPE SIZE 3 INCH, CLASS 150 LB | 6 | 4.7 | 28.2 | 23-MAY-2016_06:21.36 | EA
C0256 | U050002904 | CRIB1 018 F - - | SPIRAL WOUND GASKET, STYLE CG, NOMINAL PIPE SIZE 4 INCH, CLASS 150 LB | 1 | 7.33 | 7.33 | 23-MAY-2016_06:21.36 | EA
C0256 | U050002905 | CRIB1 018 F - - | SPIRAL WOUND GASKET, STYLE CG, NOMINAL PIPE SIZE 4 INCH, CLASS 300 LB | 3 | 3.83 | 11.49 | 23-MAY-2016_06:21.36 | EA
C0256 | U050002908 | CRIB1 018 F - - | SPIRAL WOUND GASKET, STYLE CG, NOMINAL PIPE SIZE 5 INCH, CLASS 300 LB | 3 | 6 | 18 | 23-MAY-2016_06:21.36 | EA
C0256 | U050002909 | CRIB1 018 F - - | SPIRAL WOUND GASKET, STYLE CG, NOMINAL PIPE SIZE 6 INCH, CLASS 150 LB | 2 | 8.27 | 16.54 | 23-MAY-2016_06:21.36 | EA
C0256 | U050002910 | CRIB1 019 C - - | SPIRAL WOUND GASKET, STYLE CG, NOMINAL PIPE SIZE 6 INCH, CLASS 300 LB | 2 | 5.19 | 10.38 | 23-MAY-2016_06:21.36 | EA
C0256 | U050002912 | CRIB1 019 D - - | SPIRAL WOUND GASKET, STYLE CG, NOMINAL PIPE SIZE 8 INCH, CLASS 150 LB | 2 | 7.6 | 15.2 | 23-MAY-2016_06:21.36 | EA
C0256 | U050002913 | CRIB1 019 D - - | SPIRAL WOUND GASKET, STYLE CG, NOMINAL PIPE SIZE 8 INCH, CLASS 300 LB | 6 | 8.31 | 49.86 | 23-MAY-2016_06:21.36 | EA
C0256 | U050002914 | CRIB1 018 G - - | HAND HOLD GASKET, ELLIPTICAL, SIZE 3 INCH X 4 INCH X 1/2 INCH, HARD BLACK RUBBER | 17 | 3.35 | 56.95 | 23-MAY-2016_06:21.36 | EA
C0256 | U050002915 | CRIB1 018 G - - | HAND HOLD GASKET, ELLIPTICAL, SIZE 3 INCH X 4 INCH X 5/8 INCH, HARD BLACK RUBBER | 4 | 3.66 | 14.64 | 23-MAY-2016_06:21.36 | EA
C0256 | U050002916 | CRIB1 018 G - - | HAND HOLD GASKET, ELLIPTICAL, SIZE 3-1/2 INCH X 4-1/2 INCH X 1/2 INCH, HARD BLACK RUBBER | 3 | 3.55 | 10.65 | 23-MAY-2016_06:21.36 | EA
C0256 | U050002917 | CRIB1 018 G - - | HAND HOLD GASKET, ELLIPTICAL, SIZE 3-3/4 INCH X 4-3/4 INCH X 9/16 INCH, HARD BLACK RUBBER | 15 | 3.7 | 55.5 | 23-MAY-2016_06:21.36 | EA
C0256 | U050002921 | CRIB1 019 E - - | PIGTAIL, STYLE STRAIGHT, 1/4 INCH NPT, 500 PSI, 400 DEGREE F, IRON PIGTAIL SYPHON, SCHEDULE 40 BLACK IRON, | 6 | 3.27 | 19.62 | 23-MAY-2016_06:21.36 | EA
C0256 | U050002922 | CRIB1 018 C - - | SYNTEX FIBER PACKING, INTERLOCK BRAID, SIZE 1/8 INCH, STYLE 1398, TEMPERATURE 500 DEGREE F, PH 4-10, SPEED 1500 FPM, PRESSURE TO 300 PSI, FINISHED PACKING IS SURFACE GRAPHITED, 1 LB BOX ( APPROX 64 FT) | 1 | 45.25 | 45.25 | 23-MAY-2016_06:21.36 | BOX
C0256 | U050002923 | CRIB1 018 C - - | SYNTEX FIBER PACKING, INTERLOCK BRAID, SIZE 1/4 INCH, STYLE 1398, TEMPERATURE 500 DEGREE F, PH 4-10, SPEED 1500 FPM, PRESSURE TO 300 PSI, FINISHED PACKING IS SURFACE GRAPHITED, 1 LB BOX ( APPROX 31 FT) | 1 | 27.12 | 27.12 | 23-MAY-2016_06:21.36 | BOX
C0256 | U050002924 | CRIB1 018 C - - | SYNTEX FIBER PACKING, INTERLOCK BRAID, SIZE 3/8 INCH, STYLE 1398, TEMPERATURE 500 DEGREE F, PH 4-10, SPEED 1500 FPM, PRESSURE TO 300 PSI, FINISHED PACKING IS SURFACE GRAPHITED, 1 LB BOX (APPROX 16 FT) | 1 | 23.14 | 23.14 | 23-MAY-2016_06:21.36 | BOX
C0256 | U050002925 | CRIB1 018 C - - | SYNTEX FIBER PACKING, INTERLOCK BRAID, SIZE 1/2 INCH, STYLE 1398, TEMPERATURE 500 DEGREE F, PH 4-10, SPEED 1500 FPM, PRESSURE TO 300 PSI, FINISHED PACKING IS SURFACE GRAPHITED, 5 LB BOX (APPROX 8.6 FT) | 1 | 99.6 | 99.6 | 23-MAY-2016_06:21.36 | BOX
C0256 | U050002926 | CRIB1 018 C - - | PTFE/SYNTHETIC PACKING, MULTI-LOK BRAID, SIZE 3/16 INCH, TEMPERATURE 500 DEGREE F 260 DEGREE C, PH 3-11, SPEED TO1885 FPM, SURFACE COATING PTFE, FOR CUASTICS,MILD ACIDS,DIFFICULT CHEMICALS, SOLVENTS, OILS, 1 LB BOX (APPROX 37 FT) | 1 | 55 | 55 | 23-MAY-2016_06:21.36 | BOX
C0256 | U050002927 | CRIB1 018 C - - | PTFE/SYNTHETIC PACKING, MULTI-LOK BRAID, SIZE 1/4 INCH, TEMPERATURE 500 DEGREE F 260 DEGREE C, PH 3-11, SPEED TO1885 FPM, SURFACE COATING PTFE, FOR CUASTICS,MILD ACIDS,DIFFICULT CHEMICALS, SOLVENTS, OILS, 1 LB BOX (APPROX 24 FT) | 1 | 41.57 | 41.57 | 23-MAY-2016_06:21.36 | BOX
C0256 | U050002929 | CRIB1 018 D - - | PTFE/SYNTHETIC PACKING, MULTI-LOK BRAID, SIZE 1/2 INCH, TEMPERATURE 500 DEGREE F 260 DEGREE C, PH 3-11, SPEED TO1885 FPM, SURFACE COATING PTFE, FOR CUASTICS,MILD ACIDS,DIFFICULT CHEMICALS, SOLVENTS, OILS, 1 LB BOX (APPROX 6 FT) | 1 | 36.85 | 36.85 | 23-MAY-2016_06:21.36 | BOX
C0256 | U050002930 | CRIB1 018 B - - | SINGLE JACKETED FIBERGLASS ROPE, BRAIDED JACKET OVER A TWISTED FIBERGLASS ROPE, SEAL FOR FURNACE DOORS, TEMPERATURE TO 1000 DEGREES F/ 538 DEGREES C, 3/4 INCH DIAMETER X 10 FOOT LENGTH MIN | 36 | 25 | 900 | 23-MAY-2016_06:21.36 | FT
C0256 | U050002931 | CRIB1 019 G - - | RAISED FACE FLANGE, CLASS 300, NONIMAL PIPE SIZE 1-1/4 INCH NPT, 4 BOLT HOLES WITH DIA 0.75 INCH, BOLT CIRCLE 3.88 INCHES, OUTSIDE DIAMETER 5.25 INCHES | 12 | 13.8 | 165.6 | 23-MAY-2016_06:21.36 | EA
C0256 | U050002932 | CRIB1 019 G - - | RAISED FACE FLANGE, CLASS 300, NONIMAL PIPE SIZE 1-1/2 INCH NPT, 4 BOLT HOLES WITH DIA 0.88 INCH, BOLT CIRCLE 4.5 INCHES, OUTSIDE DIAMETER 6.12 INCHES | 2 | 12.84 | 25.68 | 23-MAY-2016_06:21.36 | EA
C0256 | U050002934 | CRIB1 019 G - - | FLAT FACE FLANGE, CLASS 150, NONIMAL PIPE SIZE 1-1/4 INCH NPT, 4 BOLT HOLES WITH DIA 0.62 INCH, BOLT CIRCLE 3.5 INCHES, OUTSIDE DIAMETER 4.62 INCHES | 2 | 15.36 | 30.72 | 23-MAY-2016_06:21.36 | EA
C0256 | U050002935 | CRIB1 019 G - - | FLAT FACE FLANGE, CLASS 150, NONIMAL PIPE SIZE 1-1/2 INCH NPT, 4 BOLT HOLES WITH DIA 0.62 INCH, BOLT CIRCLE 3.88 INCHES, OUTSIDE DIAMETER 5 INCHES | 2 | 10.5 | 21 | 23-MAY-2016_06:21.36 | EA
C0256 | U050002939 | CRIB1 019 A - - | RED-LINE GAGE GLASS, MODELINE HEAVY-DUTY 601 RED, UP TO 600 PSI, OUTSIDE DIAMETER 5/8 INCH X 48 INCH | 1 | 43.63 | 43.63 | 23-MAY-2016_06:21.36 | EA
C0256 | U050002941 | CRIB1 014 B - - | PLASTIC KEY TAGS WITH METAL CHAIN, 100 PER BOX | 1 | 39 | 39 | 23-MAY-2016_06:21.36 | BOX
C0256 | U050002942 | CRIB1 902 A - - | INDUSTRIAL CHEMICAL CLEANERS - CHEMICALS TYPE: ZEROTRI AEROSOL LPS CHEMICALS CLEANERS CONTAINER SIZE: 20 OZ. CONTAINER TYPE: AEROSOL | 1 | 12.42 | 12.42 | 23-MAY-2016_06:21.36 | EA
C0256 | U050002948 | CRIB1 013 E - - | DUST PROOF STRIKE 280-26D | 5 | 12.49 | 62.45 | 23-MAY-2016_06:21.36 | EA
C0256 | U050002951 | CRIB1 012 B - - | KICK DOWN RUBBER SHOE 1 INCH BASE WITH CENTER SCREW | 37 | 1 | 37 | 23-MAY-2016_06:21.36 | EA
C0256 | U050002960 | CRIB1 508 B - - | DRYWALL SCREW 6 X 1 5/8 FINE THREAD PHILLIPS BUGLE HEAD PHOSPHATE 5000 PER BOX | 1 | 50 | 50 | 23-MAY-2016_06:21.36 | BOX
C0256 | U050002962 | CRIB1 508 B - - | DRYWALL SCREW 7 X 2 1/2 INCH PHILLIPS BUGLE HEAD FINE THREAD PHOSPHATE 2500 PER BOX | 1 | 0.01 | 0.01 | 23-MAY-2016_06:21.36 | BOX
C0256 | U050002968 | CRIB1 015 C - - | SLIDE BOLT DOOR LATCH, 2-3/4 INCH BETWEEN SCREW, 9/16 INCH BAR TO DOOR CLEARANCE, TRIANGLE BASE, F/BATHROOM PARTITION | 1 | 7.31 | 7.31 | 23-MAY-2016_06:21.36 | EA
C0256 | U050002969 | CRIB1 015 C - - | DOOR BUMPER, 2-1/2 INCH DIA, WALL MOUNTED, W/ALUMINUM BASE & RUBBER RING CONCAVE | 2 | 6.99 | 13.98 | 23-MAY-2016_06:21.36 | EA
C0256 | U050002970 | CRIB1 015 C - - | STOP,DOOR::WALL MOUNTED 3 3/4 INCH LENGTH | 2 | 4.03 | 8.06 | 23-MAY-2016_06:21.36 | EA
C0256 | U050002973 | CRIB1 015 C - - | CHAIR LEG GUIDE, 1-3/4 INCH BASE, PLASTIC, W/CENTER POST | 5 | 0.44 | 2.2 | 23-MAY-2016_06:21.36 | EA
C0256 | U050002974 | CRIB1 015 C - - | HOLLOW LEG GUIDE, 1-1/4 INCH, METAL | 38 | 2 | 76 | 23-MAY-2016_06:21.36 | EA
C0256 | U050002975 | CRIB1 015 C - - | PIVOT ARM SHAFT, F/CHAIR | 2 | 13.15 | 26.3 | 23-MAY-2016_06:21.36 | EA
C0256 | U050002976 | CRIB1 015 C - - | DOOR RUBBER SILENCER, F/DOOR FRAMES | 21 | 0.2 | 4.2 | 23-MAY-2016_06:21.36 | EA
C0256 | U050002977 | CRIB1 015 C - - | RETURN SPRING WASHER | 38 | 2.28 | 86.64 | 23-MAY-2016_06:21.36 | EA
C0256 | U050002980 | CRIB1 015 D - - | SEAT RETURN SPRING | 7 | 5.35 | 37.45 | 23-MAY-2016_06:21.36 | EA
C0256 | U050002981 | CRIB1 015 D - - | SWIVEL ASSEMBLY SPRING | 10 | 41.8 | 418 | 23-MAY-2016_06:21.36 | EA
C0256 | U050002982 | CRIB1 012 B - - | RUBBER BUMPER, THREADED SCREW, F/KICKDOWN DOOR STOP | 7 | 1.5 | 10.5 | 23-MAY-2016_06:21.36 | EA
C0256 | U050002984 | CRIB1 015 C - - | SET SCREW, 1/4-20 X 1/2 INCH, W/PATCH, F/CHAIR | 100 | 1.16 | 116 | 23-MAY-2016_06:21.36 | EA
C0256 | U050002986 | CRIB1 015 D - - | CHAIR FRONT LEG, GUIDE, BLACK RUBBER FEET, W/METAL CAP | 20 | 0.98 | 19.6 | 23-MAY-2016_06:21.36 | EA
C0256 | U050002987 | CRIB1 015 D - - | CHAIR REAR LEG, GUIDE, BLACK RUBBER FEET, W/METAL CAP | 20 | 0.98 | 19.6 | 23-MAY-2016_06:21.36 | EA
C0256 | U050002991 | CRIB1 036 C - - | REDUCER COUPLING, 5/16 INCH X 1/4 INCH OD, SWEAT X SWEAT, COPPER | 4 | 0.5 | 2 | 23-MAY-2016_06:21.36 | EA
C0256 | U050002993 | CRIB1 040 D - - | NIPPLE,PIPE::NIPPLE 1 1/2 INCH X 5 INCH GALVANIZED | 4 | 1.65 | 6.6 | 23-MAY-2016_06:21.36 | EA
C0256 | U050002994 | CRIB1 040 E - - | PIPE HEX BUSHING, 1-1/2 INCH X 1/2 INCH, SCH 40, GALVANIZED | 1 | 2.11 | 2.11 | 23-MAY-2016_06:21.36 | EA
C0256 | U050002995 | CRIB1 040 H - - | PIPE HEX BUSHING, 2 INCH X 3/4 INCH, SCH 40, GALVANIZED | 3 | 2.72 | 8.15 | 23-MAY-2016_06:21.36 | EA
C0256 | U050002996 | CRIB1 040 H - - | PIPE HEX BUSHING, 2 INCH X 1 INCH, SCH 40, GALVANIZED | 7 | 2.32 | 16.24 | 23-MAY-2016_06:21.36 | EA
C0256 | U050002997 | CRIB1 040 H - - | PIPE HEX BUSHING, 2 INCH X 1/2 INCH, SCH 40, GALVANIZED | 3 | 2.14 | 6.42 | 23-MAY-2016_06:21.36 | EA
C0256 | U050002998 | CRIB1 040 J - - | PIPE HEX BUSHING, 2-1/2 INCH X 2 INCH, SCH 40, GALVANIZED | 7 | 2.71 | 18.94 | 23-MAY-2016_06:21.36 | EA
C0256 | U050002999 | CRIB1 039 H - - | PIPE HEX BUSHING, 1-1/4 INCH X 1/2 INCH, SCH 40, GALVANIZED | 2 | 1.29 | 2.58 | 23-MAY-2016_06:21.36 | EA
C0256 | U050003000 | CRIB1 039 H - - | PIPE BELL REDUCER, 1-1/4 INCH X 1/2 INCH, SCH 40, GALVANIZED | 3 | 1.69 | 5.07 | 23-MAY-2016_06:21.36 | EA
C0256 | U050003001 | CRIB1 039 J - - | NIPPLE,PIPE::NIPPLE 1 1/4 X 6 SCH 40 GALVANIZED | 7 | 1.56 | 10.95 | 23-MAY-2016_06:21.36 | EA
C0256 | U050003004 | CRIB1 038 B - - | PIPE ELBOW, 1/2 INCH, 45 DEG, SCH 40, GALVANIZED | 10 | 0.76 | 7.6 | 23-MAY-2016_06:21.36 | EA
C0256 | U050003005 | CRIB1 038 B - - | PIPE ELBOW, 1/2 INCH, 90 DEG, SCH 40, GALVANIZED | 2 | 0.49 | 0.98 | 23-MAY-2016_06:21.36 | EA
C0256 | U050003006 | CRIB1 038 B - - | PIPE STREET ELBOW, 1/2 INCH, 90 DEG, SCH 40, GALVANIZED | 6 | 1.04 | 6.24 | 23-MAY-2016_06:21.36 | EA
C0256 | U050003007 | CRIB1 038 B - - | TEE,PIPE::TEE 1/2 INCH SCH 40 GALVANIZED | 13 | 0.59 | 7.67 | 23-MAY-2016_06:21.36 | EA
C0256 | U050003008 | CRIB1 038 C - - | UNION,PIPE::UNION 1/2 INCH SCH 40 GALVANIZED | 5 | 2.22 | 11.1 | 23-MAY-2016_06:21.36 | EA
C0256 | U050003010 | CRIB1 038 C - - | BUSHING,PIPE::HEX BUSHING 1/2 INCH X 3/8 INCH SCH 40 GALVANIZED | 4 | 0.86 | 3.44 | 23-MAY-2016_06:21.36 | EA
C0256 | U050003012 | CRIB1 038 C - - | PIPE HEX BUSHING, 1/2 INCH X 1/8 INCH, SCH 40, GALVANIZED | 7 | 0.49 | 3.41 | 23-MAY-2016_06:21.36 | EA
C0256 | U050003014 | CRIB1 038 C - - | PIPE BELL REDUCER, 1/2 INCH X 1/4 INCH, CLASS 150, MALLEABLE GALVANIZED | 23 | 1.21 | 27.83 | 23-MAY-2016_06:21.36 | EA
C0256 | U050003018 | CRIB1 037 B - - | PIPE CAP, 1/8 INCH, SCH 40, GALVANIZED | 7 | 0.55 | 3.85 | 23-MAY-2016_06:21.36 | EA
C0256 | U050003019 | CRIB1 040 H - - | PIPE HEX BUSHING, 2 INCH X 1-1/2 INCH, SCH 40, GALVANIZED | 2 | 2.04 | 4.08 | 23-MAY-2016_06:21.36 | EA
C0256 | U050003023 | CRIB1 037 H - - | CAP,PIPE::CAP, 3/8 INCH, SCH 40 GALVANIZED | 11 | 0.67 | 7.34 | 23-MAY-2016_06:21.36 | EA
C0256 | U050003024 | CRIB1 037 H - - | PLUG,PIPE::PLUG, 3/8 INCH, SCH 40 GALVANIZED | 38 | 0.22 | 8.17 | 23-MAY-2016_06:21.36 | EA
C0256 | U050003025 | CRIB1 037 H - - | COUPLING,PIPE::COUPLING, 3/8 INCH, SCH 40 GALVANIZED | 1 | 0.68 | 0.68 | 23-MAY-2016_06:21.36 | EA
C0256 | U050003026 | CRIB1 037 H - - | NIPPLE,PIPE::NIPPLE, 3/8 INCH X CLOSE, SCH 40 GALVANIZED | 5 | 0.44 | 2.18 | 23-MAY-2016_06:21.36 | EA
C0256 | U050003029 | CRIB1 037 J - - | NIPPLE,PIPE::NIPPLE, 3/8 INCH X 5 INCH, SCH 40 GALVANIZED | 9 | 1.12 | 10.08 | 23-MAY-2016_06:21.36 | EA
C0256 | U050003030 | CRIB1 037 J - - | NIPPLE,PIPE::NIPPLE, 3/8 INCH X 6 INCH, SCH 40 GALVANIZED | 2 | 1.65 | 3.31 | 23-MAY-2016_06:21.36 | EA
C0256 | U050003031 | CRIB1 043 G - - | PIPE BELL REDUCER, 3/4 INCH X 1/4 INCH, CLASS 150, MALLEABLE BLACK IRON | 15 | 0.53 | 7.95 | 23-MAY-2016_06:21.36 | EA
C0256 | U050003037 | CRIB1 046 H - - | PIPE NIPPLE, 2 INCH X 5 INCH, SCH 40, MALLEABLE BLACK IRON | 4 | 1.73 | 6.92 | 23-MAY-2016_06:21.36 | EA
C0256 | U050003038 | CRIB1 046 H - - | PIPE NIPPLE, 2 INCH X 6 INCH, SCH 40, MALLEABLE BLACK IRON | 4 | 2.03 | 8.1 | 23-MAY-2016_06:21.36 | EA
C0256 | U050003039 | CRIB1 086 F - - | TWIST-LOCK ELECTRICAL RECEPTACLE, 125 VOLT, 20 AMP, 2P, 3 WIRE GROUNDING, CONNECTOR BODY | 5 | 13.18 | 65.9 | 23-MAY-2016_06:21.36 | EA
C0256 | U050003041 | CRIB1 051 D - - | DIAL-ESE FAUCET STEM, LEFT HAND THREADED | 10 | 2.88 | 28.8 | 23-MAY-2016_06:21.36 | EA
C0256 | U050003042 | CRIB1 051 D - - | DIAL-ESE FAUCET STEM, RIGHT HAND THREADED | 14 | 2.88 | 40.32 | 23-MAY-2016_06:21.36 | EA
C0256 | U050003043 | CRIB1 039 E - - | PIPE BELL REDUCER, 1 INCH X 3/8 INCH, CLASS 150, MALLEABLE GALVANIZED | 3 | 1.32 | 3.96 | 23-MAY-2016_06:21.36 | EA
C0256 | U050003044 | CRIB1 039 E - - | PIPE BELL REDUCER, 1 INCH X 1/4 INCH, CLASS 150, MALLEABLE GALVANIZED | 3 | 1.35 | 4.05 | 23-MAY-2016_06:21.36 | EA
C0256 | U050003046 | CRIB1 203 A - - | BELT,NO MODIFIER::V BELT B-61 | 1 | 5.61 | 5.61 | 23-MAY-2016_06:21.36 | EA
C0256 | U050003048 | CRIB1 112 F - - | LIGHT,NO MODIFIER::Decorative look, 25 watt candelabra base bulbs. 2 BULBS PER PACK | 15 | 0.73 | 10.95 | 23-MAY-2016_06:21.36 | PAK
C0256 | U050003056 | CRIB1 061 D - - | RESTRICTOR,NO MODIFIER:INDICATOR AIR | 6 | 29.27 | 175.62 | 23-MAY-2016_06:21.36 | EA
C0256 | U050003059 | CRIB1 036 F - - | HANGER,PIPE AND CONDUIT:1/2 INCH,COPPER | 1 | 0.47 | 0.47 | 23-MAY-2016_06:21.36 | EA
C0256 | U050003060 | CRIB1 036 F - - | HANGER,PIPE AND CONDUIT:3/4 INCH,COPPER | 28 | 0.52 | 14.56 | 23-MAY-2016_06:21.36 | EA
C0256 | U050003084 | CRIB1 050 D - - | KIT,NO MODIFIER:FLUSHOMETER REBUILDING:For Use With Regal Flush Valves | 1 | 7.67 | 7.67 | 23-MAY-2016_06:21.36 | EA
C0256 | U050003121 | CRIB1 901 A - - | PAINT,NO MODIFIER:MARKING PAINT COLOR: SAFETY BLUE CONTAINER SIZE: 20 OZ. MINIMUM COVERAGE SQUARE FEET: 10 MAXIMUM COVERAGE SQUARE FEET | 12 | 2.64 | 31.74 | 23-MAY-2016_06:21.36 | EA
C0256 | U050003123 | CRIB1 901 B - - | PAINT,NO MODIFIER:MARKING PAINT COLOR: SAFETY ORANGE CONTAINER SIZE: 20 OZ. MINIMUM COVERAGE SQUARE FEET: 10 MAXIMUM COVERAGE SQUARE FEET | 11 | 2.78 | 30.62 | 23-MAY-2016_06:21.36 | EA
C0256 | U050003124 | CRIB1 901 A - - | PAINT,NO MODIFIER:MARKING PAINT COLOR: SAFETY YELLOW CONTAINER SIZE: 20 OZ. MINIMUM COVERAGE SQUARE FEET: 10 MAXIMUM COVERAGE SQUARE FEET | 9 | 2.64 | 23.8 | 23-MAY-2016_06:21.36 | EA
C0256 | U050003125 | CRIB1 901 C - - | PAINT,NO MODIFIER:MARKING PAINT COLOR: SAFETY GREEN CONTAINER SIZE: 20 OZ. MINIMUM COVERAGE SQUARE FEET: 10 MAXIMUM COVERAGE SQUARE FEET | 12 | 2.78 | 33.41 | 23-MAY-2016_06:21.36 | EA
C0256 | U050003163 | CRIB1 901 C - - | PAINT,SPRAY:FLUORESCENT PINK,17 OZ CAN,PRECISION-LINE INVERTED MARKIN,UTILITY LOCATING, SURVEYING, C | 10 | 2.78 | 27.84 | 23-MAY-2016_06:21.36 | EA
C0256 | U050003164 | CRIB1 204 A - - | BELT,V::AX81 | 4 | 6.65 | 26.6 | 23-MAY-2016_06:21.36 | EA
C0256 | U050003165 | CRIB1 204 A - - | BELT,V::Nominal Outside Length 51 Inches, Top Width 21/32 Inch, RMA Belt Number BX48, 13/32 Inch Thick | 4 | 6.52 | 26.08 | 23-MAY-2016_06:21.36 | EA
104257.16